## START
CWQI 1.0
Disclaimer -The Canadian Water Quality Index has been developed by the CCME and has been adopted by the Water Resources Management Division for application in Newfoundland and Labrador. This has been programmed to run on Excel 2000 SP-3 or later using Visual Basic for Applications.
While every effort has been made to test the electronic spreadsheet, the Government of Newfoundland and Labrador makes no warranties expressed or implied, as to the performance of this spreadsheet. Users are expected to use professional judgment in the application of the spreadsheet.
Water Resources Management Division
Department of Environment and Conservation
Government of Newfoundland & Labrador
Last Revision: January 2005
If you have any questions regarding the use and application of CWQI 1.0, please contact Renee Paterson at
(709) 729-1159.

## DATA
|  | File Used: | C:\WINDOWS\Desktop\testdata1.xls
|  |  | Date | Group | Temp | Condl | Color | Turb | DO | PH | Alk | Ca | Na | Mg | K | Sulphate | Chloride | Fluoride | DOC | P | Nitrate | N | Si | Al | As | Ba | Be | Cd | Co | Cr | Cu | Fe | Hg | Li | Mn | Mo | Ni | Pb | Se | Sr | V | Zn
CWQI Calculation Options | Data Options |  |  |  | (°C) | (uS/cm) | (TCU) | (JTU) |  |  | (mg/l) | (mg/l) | (mg/l) | (mg/l) | (mg/l) | (mg/l) | (mg/l) | (mg/l) | (mg/l) | (mg/l) | (mg/l) | (mg/l) | (mg/l) | (mg/l) | (mg/l) | (mg/l) | (µg/l) | (mg/l) | (mg/l) | (mg/l) | (mg/l) | (mg/l) | (mg/l) | (mg/l) | (mg/l) | (mg/l) | (mg/l) | (mg/l) | (mg/l) | (mg/l) | (mg/l) | (mg/l)
Current Data |  | 1 | 2000-12-23 | 1 |  | 44.1 | 24 | 0.47 |  | 6.38 |  | 1.14 | 5.8 |  |  | 2 | 10.1 | 0.025 | 3.7 | 0.01 |  | Al: 0.06; Cd: 0.00025; Cu: 0.0025; Fe: 0.04; Mn: 0.003; Pb: 0.0005; Zn: 0.003
|  | 2 | 2000-12-24 | 1 |  | 37.6 | 28 | 0.65 |  | 6.36 |  | 1.11 | 4.1 |  |  | 3.2 | 6.9 | 0.02 |  | 0.04 |  | Al: 0.28; As: 0.0025; Cd: 0.0002; Cr: 0.0025; Cu: 0.002; Fe: 0.06; Mn: 0.002; Ni: 0.0025; Pb: 0.002; Zn: 0.01
|  | 3 | 2000-12-25 | 1 |  | 47.2 | 29 | 0.38 |  | 6.27 |  | 1.37 | 4.1 |  |  | 2.4 | 7 | 0.02 |  | 0.03 |  | Al: 0.025; As: 0.0025; Cd: 0.0002; Cr: 0.0025; Cu: 0.002; Fe: 0.11; Mn: 0.002; Ni: 0.0025; Pb: 0.0005; Zn: 0.002
|  | 4 | 2000-12-26 | 1 |  | 32 | 21 | 0.75 |  | 6.45 |  | 0.73 | 4.1 |  |  | 2.4 | 6.8 | 0.03 |  | 0.01 |  | Al: 0.11; Cd: 0.0003; Cu: 0.003; Fe: 0.03; Mn: 0.003; Pb: 0.0005; Zn: 0.003
|  | 5 | 2000-12-27 | 1 |  | 31 | 34 | 0.67 |  | 6.12 |  | 0.69 | 3.86 |  |  | 2.8 | 5.1 | 0.03 |  | 0.01 |  | Cd: 0.0003; Cu: 0.003; Fe: 0.1; Mn: 0.003; Pb: 0.0005; Zn: 0.003
|  | 6 | 2000-12-28 | 1 |  | 42.6 | 23 | 0.48 |  | 5.98 |  | 0.56 | 5.7 |  |  | 2.1 | 9.6 | 0.03 | 3 | 0.01 |  | Al: 0.05; Cd: 0.0003; Cu: 0.003; Fe: 0.02; Mn: 0.003; Pb: 0.0005; Zn: 0.003
|  | 7 | 2000-12-29 | 1 |  | 40.2 | 25 | 0.36 |  | 6.31 |  | 0.85 | 4.1 |  |  | 2.7 | 9.7 | 0.03 | 2 | 0.01 |  | Al: 0.025; Cd: 0.0003; Cu: 0.003; Fe: 0.07; Mn: 0.003; Pb: 0.0005; Zn: 0.003
|  | 8 | 2000-12-30 | 1 |  | 43.8 | 24 | 0.61 |  | 5.99 |  | 0.65 | 5.5 |  |  | 2.8 | 9.6 | 0.03 | 3.2 | 0.01 |  | Al: 0.07; Cd: 0.0003; Cu: 0.003; Fe: 0.07; Mn: 0.03; Pb: 0.0005; Zn: 0.003
Contaminant Flagging |  | 9 | 2000-12-31 | 1 |  | 28 | 5 | 0.87 |  | 5.85 |  | 0.98 | 4.39 |  |  | 2.3 | 7.8 | 0.02 |  | 0.005 |  | Al: 0.17; As: 0.0025; Cd: 0.0007; Cr: 0.0025; Cu: 0.02; Fe: 0.11; Mn: 0.02; Ni: 0.0025; Pb: 0.003; Zn: 0.13
|  | 10 | 2001-01-01 | 1 |  | 42.9 | 21 | 0.26 |  | 6.24 |  | 0.8 | 5.9 |  |  | 2.5 | 9.9 | 0.025 | 2.8 | 0.01 |  | Al: 0.025; Cd: 0.00025; Cu: 0.0025; Fe: 0.005; Mn: 0.005; Pb: 0.0005; Zn: 0.002
Grouping Subsets |  | 11 | 2001-01-02 | 1 |  | 43.4 | 16 | 0.36 |  | 6.32 |  | 1.16 | 6.27 |  |  | 1.4 | 7.1 | 0.005 | 3.7 | 0.005 |  | Al: 0.16; Cd: 0.001; Cr: 0.005; Cu: 0.01; Fe: 0.13; Mn: 0.03; Ni: 0.005; Pb: 0.0005; Zn: 0.005
|  | 12 | 2001-01-03 | 1 |  | 41.6 | 25 | 0.72 |  | 5.83 |  | 0.89 | 5.5 |  |  | 2 | 9.9 | 0.025 | 3.5 | 0.005 |  | Al: 0.12; Cd: 0.00025; Cu: 0.005; Fe: 0.07; Mn: 0.04; Pb: 0.0005; Zn: 0.01
|  | 13 | 2001-01-04 | 1 |  | 40.8 | 21 | 0.32 |  | 5.94 |  | 0.92 | 4.72 |  |  | 2 | 9.5 | 0.025 | 3.2 | 0.005 |  | Al: 0.17; Cd: 0.0005; Cr: 0.0025; Cu: 0.005; Fe: 0.07; Mn: 0.02; Ni: 0.0025; Pb: 0.001; Zn: 0.005
|  | 14 | 2001-01-05 | 1 |  | 40.4 | 21 | 0.38 |  | 6.09 |  | 0.87 | 5.11 |  |  | 1.5 | 9.3 | 0.025 | 3 | 0.005 |  | Al: 0.07; Cd: 0.0005; Cr: 0.0025; Cu: 0.005; Fe: 0.03; Mn: 0.01; Ni: 0.0025; Pb: 0.0005; Zn: 0.005
|  | 15 | 2001-01-06 | 1 |  | 36.3 | 28 | 1.2 |  | 6.23 |  | 1.07 | 5.16 |  |  | 1.6 | 7.2 | 0.025 | 4.1 | 0.005 |  | Al: 0.24; Cd: 0.0005; Cr: 0.0025; Cu: 0.005; Fe: 0.11; Mn: 0.02; Ni: 0.0025; Pb: 0.004; Zn: 0.005
|  | 16 | 2001-01-07 | 1 |  | 38.7 | 22 | 0.73 |  | 6.07 |  | 0.84 | 4.4 |  |  | 1.8 | 7.3 | 0.025 | 2.5 | 0.005 |  | Al: 0.025; Cd: 0.0005; Cr: 0.0025; Cu: 0.005; Fe: 0.04; Mn: 0.01; Ni: 0.0025; Pb: 0.0005; Zn: 0.005
|  | 17 | 2001-01-08 | 1 |  | 42.5 | 24 | 0.83 |  | 6.1 |  | 0.84 | 4.04 |  |  | 1.4 | 7.8 | 0.025 | 1.9 | 0.005 |  | Al: 0.025; As: 0.005; Cd: 0.0005; Cr: 0.0025; Cu: 0.005; Fe: 0.03; Mn: 0.02; Ni: 0.0025; Pb: 0.0005; Zn: 0.005
|  | 18 | 2001-01-09 | 1 |  | 45.2 | 20 | 0.35 |  | 6.29 |  | 0.48 | 5.31 |  |  | 1.5 | 8.5 | 0.005 | 3.4 | 0.005 |  | Al: 0.025; Cd: 0.0005; Cr: 0.005; Cu: 0.005; Fe: 0.005; Mn: 0.005; Ni: 0.005; Pb: 0.0005; Zn: 0.005
|  | 19 | 2001-01-10 | 1 |  | 40.8 | 29 | 0.63 |  | 6.25 |  | 0.68 | 4.3 |  |  | 2.9 | 9 | 0.025 | 1.6 | 0.01 |  | Al: 0.025; Cd: 0.00025; Cu: 0.0025; Fe: 0.08; Mn: 0.01; Pb: 0.0005; Zn: 0.003

## CRITERIA
Water Quality Objectives
|  |  |  | Overall |  | Drinking |  | Aquatic |  | Recreation |  | Irrigation |  | Livestock
| Variables | Symbol | Units | Lower | Upper | Lower | Upper | Lower | Upper | Lower | Upper | Lower | Upper | Lower | Upper | Lower | Upper | Lower | Upper
1 | Temperature | Temp | oC
2 | Conductivity | Condl | uS/cm
3 | Color | Color | TCU |  | 15 |  | 15 | [7 empty] | 15
4 | Turbidity | Turb | NTU |  | 1 |  | 1
5 | Dissolved Oxygen | DO | mg/L | 9.5 |  |  |  | 9.5
6 | pH | pH |  | 6.5 | 8.5 | 6.5 | 8.5 | 6.5 | 9 | 5 | 9
7 | Alkalinity(Total Alkalinity) | ALKT | mg/L
8 | Calcium | Ca | mg/L |  | 1000 | [9 empty] | 1000
9 | Sodium | Na | mg/L |  | 200 |  | 200
10 | Magnesium | Mg | mg/L
11 | Potassium | K | mg/L
12 | Sulphate | SO42- | mg/L |  | 500 |  | 500 | [7 empty] | 1000
13 | Chloride | Cl- | mg/L |  | 110 |  | 250 | [5 empty] | 110
14 | Fluoride | F- | mg/L |  | 1 |  | 1.5 |  | 1.2 |  |  |  | 1 |  | 1
15 | Dissolved Organic Carbon | DOC | mg/L
16 | Phosphorus(Total Phosphorus) | P | mg/L
17 | Nitrate(ite),(Nitrite) | NO3-(NO2-) | mg/L |  | 100 | [9 empty] | 100
18 | Nitrogen | N | mg/L
19 | Silica(Silicon Dioxide) | SiO2 | mg/L
20 | Aluminium | Al | mg/L |  | 0.005 |  |  |  | 0.005 |  |  |  | 5 |  | 5
21 | Arsenic | As | mg/L |  | 0.005 |  | 0.025 |  | 0.005 |  |  |  | 0.1 |  | 0.025
22 | Barium | Ba | mg/L |  | 1 |  | 1
23 | Beryllium | Be | ug/L
24 | Cadmium | Cd | mg/L |  | 0.005 |  | 0.005 | [5 empty] | 0.0051 |  | 0.08
25 | Cobalt | Co | mg/L
26 | Chromium | Cr | mg/L |  | 0.001 |  | 0.05 |  | 0.001 |  |  |  | 0.0049 |  | 0.05
27 | Copper | Cu | mg/L |  | 0.002 |  | 1 |  | 0.002 |  |  |  | 0.2 |  | 0.5
28 | Iron | Fe | mg/L |  | 0.3 |  | 0.3 |  | 0.3 |  |  |  | 5
29 | Mercury | Hg | ug/L |  | 0.003 |  | 1 |  | 0.1 | [5 empty] | 0.003
30 | Lithium | Li | mg/L
31 | Manganese | Mn | mg/L |  | 0.05 |  | 0.05 | [5 empty] | 0.2
32 | Molybdenum | Mo | mg/L |  | 0.073 |  |  |  | 0.073
33 | Nickel | Ni | mg/L |  | 0.025 |  |  |  | 0.025 |  |  |  | 0.2 |  | 1
34 | Lead | Pb | mg/L |  | 0.001 |  | 0.01 |  | 0.001 |  |  |  | 0.2 |  | 0.1
35 | Selenium | Se | mg/L |  | 0.001 |  | 0.01 |  | 0.001 |  |  |  | 0.02 |  | 0.05
36 | Strontium | Sr | mg/L
37 | Vanadium | V | mg/L
38 | Zinc | Zn | mg/L |  | 0.03 |  | 5 |  | 0.03 |  |  |  | 1 |  | 50
39
40
41
42
43
44
45
46
47
48
49
50
51
52
53
54
55
56
57
58
59
60
Please Note:
The default objectives are taken from the CCME Canadian Environmental Quality Guidelines. However, these objectives will not be applicable to all sites, especially where background levels are above the objectives. For such cases, site-specific objectives or other provincial guidelines can be used in this model. Simply click on a particular objective in the table above and change it to suit the needs of your study. If a variable is not applicable to your study, it can be removed from the calculations by blanking the cell or typing "N/A".
Ranking Categories Minimum Values
| Ranking Categories | Overall | Drinking | Aquatic | Recreation | Irrigation | Livestock
| Excellent | 95 | 95 | 95 | 95 | 95 | 95
| Good | 80 | 80 | 80 | 80 | 80 | 80
| Fair | 65 | 65 | 65 | 65 | 65 | 65
| Marginal | 45 | 45 | 45 | 45 | 45 | 45
| Poor | 0 | 0 | 0 | 0 | 0 | 0 | 0 | 0
Please Note:
The above categories are taken from the CCME Water Quality Index User's Manual. However, these categories will not be applicable for all uses so site-specific categories can be applied in the above table. Please refer to the "The WQI" page which is is accessible from the "Start" page for further details.
Please Note: In order to provide meaningful results the CWQI should be applied on data sets that contain at least 4 variables and at least 4 tests of each variable. However, users can exercise professional judgement based on knowledge of the data and site specific conditions.

## DEFAULTS
Sorted Objective List and CCME Guidelines
Contaminant Parameter Names Must Be Specified With Bold Font
DW Format | WQMA Format |  |  |  |  | Overall |  | Drinking |  | Aquatic |  | Recreation |  | Irrigation |  | Livestock
|  | Reference | Variable | Symbol | Unit | Lower | Upper | Lower | Upper | Lower | Upper | Lower | Upper | Lower | Upper | Lower | Upper
1 | 46 | 1 | Alkalinity(Total Alkalinity) | ALKT | mg/L
16 | 17 | 2 | Aluminium | Al | mg/L |  | 0.005 |  |  |  | 0.005 |  |  |  | 5 |  | 5
17 | 16 | 3 | Ammonia | NH4+ | mg/L
24 | 50 | 4 | Antimony | Sb | mg/L |  | 0.006 |  | 0.006
36 | 21 | 5 | Arsenic | As | mg/L |  | 0.005 |  | 0.025 |  | 0.005 |  |  |  | 0.1 |  | 0.025
48 | 36 | 6 | Barium | Ba | mg/L |  | 1 |  | 1
49 | 1 | 7 | Beryllium | Be | ug/L
50 | 12 | 8 | Boron | B | mg/L |  | 5 |  | 5
8 | 42 | 9 | Bromate | BrO3- | mg/L |  | 0.01 |  | 0.01
10 | 29 | 10 | Bromide | Br- | mg/L
12 | 38 | 11 | Cadmium | Cd | mg/L |  | 0.005 |  | 0.005 | [5 empty] | 0.0051 |  | 0.08
13 | 44 | 12 | Calcium | Ca | mg/L |  | 1000 | [9 empty] | 1000
23 | 13 | 13 | Chloride | Cl- | mg/L |  | 110 |  | 250 | [5 empty] | 110
38 | 23 | 14 | Chromium | Cr | mg/L |  | 0.001 |  | 0.05 |  | 0.001 |  |  |  | 0.0049 |  | 0.05
42 | 20 | 15 | Cobalt | Co | mg/L
44 | 37 | 16 | Color | Color | TCU |  | 15 |  | 15 | [7 empty] | 15
3 | 34 | 17 | Conductivity | Condl | uS/cm
20 | 35 | 18 | Copper | Cu | mg/L |  | 0.002 |  | 1 |  | 0.002 |  |  |  | 0.2 |  | 0.5
34 | 40 | 19 | Cyanide | CN- | mg/L |  | 0.005 |  | 0.2 |  | 0.005
26 | 2 | 20 | Dissolved Organic Carbon | DOC | mg/L
37 | 5 | 21 | Dissolved Oxygen | DO | mg/L | 9.5 |  |  |  | 9.5
2 | 6 | 22 | Fecal Coliform | FC
4 | 7 | 23 | Fluoride | F- | mg/L |  | 1 |  | 1.5 |  | 1.2 |  |  |  | 1 |  | 1
5 | 11 | 24 | Hardness | Hardness | mg/L
6 | 15 | 25 | Iron | Fe | mg/L |  | 0.3 |  | 0.3 |  | 0.3 |  |  |  | 5
11 | 14 | 26 | Kjeldahl Nitrogen | KN | mg/L
14 | 18 | 27 | Lead | Pb | mg/L |  | 0.001 |  | 0.01 |  | 0.001 |  |  |  | 0.2 |  | 0.1
18 | 25 | 28 | Lithium | Li | mg/L
25 | 31 | 29 | Magnesium | Mg | mg/L
27 | 28 | 30 | Manganese | Mn | mg/L |  | 0.05 |  | 0.05 | [5 empty] | 0.2
29 | 30 | 31 | Mercury | Hg | ug/L |  | 0.003 |  | 1 |  | 0.1 | [5 empty] | 0.003
30 | 32 | 32 | Molybdenum | Mo | mg/L |  | 0.073 |  |  |  | 0.073
31 | 33 | 33 | Nickel | Ni | mg/L |  | 0.025 |  |  |  | 0.025 |  |  |  | 0.2 |  | 1
33 | 27 | 34 | Nitrate(ite),(Nitrite) | NO3-(NO2-) | mg/L |  | 100 | [9 empty] | 100
39 | 39 | 35 | Nitrogen | N | mg/L
51 | 43 | 36 | pH | pH |  | 6.5 | 8.5 | 6.5 | 8.5 | 6.5 | 9 | 5 | 9
53 | 52 | 37 | Phosphorus(Total Phosphorus) | P | mg/L
46 | 53 | 38 | Potassium | K | mg/L
|  | 39 | Selenium | Se | mg/L |  | 0.001 |  | 0.01 |  | 0.001 |  |  |  | 0.02 |  | 0.05
|  | 40 | Silica(Silicon Dioxide) | SiO2 | mg/L
|  | 41 | Silver | Ag | mg/L |  | 0.0001 |  |  |  | 0.0001
|  | 42 | Sodium | Na | mg/L |  | 200 |  | 200
|  | 43 | Strontium | Sr | mg/L
|  | 44 | Sulphate | SO42- | mg/L |  | 500 |  | 500 | [7 empty] | 1000
|  | 45 | Sulphide | S2- | mg/L |  | 0.05 |  | 0.05
|  | 46 | Temperature | Temp | oC
|  | 47 | Total Coliform | TC
|  | 48 | Total Dissolved Solids | TDS | mg/L |  | 500 |  | 500
|  | 49 | Total Suspended Solids | TSS | mg/L
|  | 50 | Turbidity | Turb | NTU |  | 1 |  | 1
|  | 51 | Uranium | U | mg/L |  | 0.01 |  | 0.02 | [5 empty] | 0.01 |  | 0.2
|  | 52 | Vanadium | V | mg/L
|  | 53 | Zinc | Zn | mg/L |  | 0.03 |  | 5 |  | 0.03 |  |  |  | 1 |  | 50
54
55
56
57
58
59
60
File Used:
[6 empty] | Label Row | Date Column | Open Column | Param1
[6 empty] | Units Row |  |  | Units1
Data Row1
Index | Contaminants Text
4 | The interim maximum acceptable concentration for arsenic in drinking water is 0.025mg/L. Arsenic is introduced into water through the dissolution of minerals and ores, from industrial effluents and via atmospheric deposition. High levels of this contaminant can cause adverse health effects for some people.
5 | The maximum acceptable concentration for barium in drinking water is 1.0 mg/L. Barium is not found free in nature but occurs as in a number of compounds. High levels of this contaminant can cause adverse health effects for some people.
6 | The interim maximum acceptable concentration for boron in drinking water is 5.0 mg/L. Boron is widespread in the environment, occurring naturally in over 80 minerals and in the earth’s crust. Levels in well water have been reported to be more variable and often higher than those in surface waters, most likely due to erosion from natural resources. High levels of this contaminant can cause adverse health effects for some people.
8 | The maximum acceptable concentration for cadmium in drinking water is 0.005 mg/L. Cadmium that is present as an impurity in galvanized pipes, a constituent of solders used in fitting water heaters or incorporated into stabilizers in black polyethylene pipes may contaminate water supplies during their distribution. High levels of this contaminant can cause adverse health effects for some people.
11 | The maximum acceptable concentration for chromium in drinking water is 0.05 mg/L. High levels of this contaminant can cause adverse health effects for some people.
19 | The maximum acceptable concentration for fluoride in drinking water is 1.5mg/L.The fluoride concentration in natural water varies widely as it depends on such factors as the source of the water and the geological formationspresent. Trace amounts of fluoride may be essential for human nutrition and the presence of small quantities leads to a reduction of dental caries. High levels of this contaminant can cause adverse health effects for some people.
21 | The maximum acceptable concentration for lead in drinking water is 0.010 mg/l. Lead is present in tap water as a result of dissolution from natural sources or from the distribution systems and plumbing containing lead in pipes, solder or service connections. High levels of this contaminant can cause adverse health effects for some people.
23 | The maximum acceptable concentration for mercury in drinking water is 0.001 mg/L. High levels of this contaminant can cause adverse health effects for some people.
26 | The maximum acceptable concentration for nitrate(ite) in drinking water is 10 mg/L expressed as nitratenitrogen. Nitrate and nitrite are naturally occurring ions that are widespread in the environment. High levels of this contaminant can cause adverse health effects for some people.
30 | The maximum acceptable concentration for selenium in drinking water is 0.01 mg/L. High levels of this contaminant can cause adverse health effects for some people.
37 | The maximum acceptable concentration for turbidity is 1 NTU. Turbidity refers to the water's ability to transmit light or the cloudiness of the water. Turbidity in tap water can be the result of turbid raw water and influences within the distribution system. Turbidity is usually the result of fine organic and inorganic particles which do not settle out. Increased turbidity of drinking water results in it being less aesthetically pleasing, and may interfere with the disinfection process.
38 | The interim maximum acceptable concentration for uranium in drinking water is 0.02 mg/L. Uranium may enter drinking water from naturally occurring deposits or as a result of human activity, such as mill tailings and phosphate fertilizers. High levels of this contaminant can cause adverse health effects for some people.

## REPORT
Canadian Water Quality Index 1.0
Data Summary | Overall | Drinking | Aquatic | Recreation | Irrigation | Livestock
CWQI | 35 | 85 | 28 | 100 | 95 | 92
Categorization | Poor | Good | Poor | Excellent | Excellent | Good
F1 (Scope) | 50 | 20 | 64 | 0 | 8 | 8
F2 (Frequency) | 31 | 15 | 43 | 0 | 1 | 9
F3 (Amplitude) | 95 | 4 | 97 | 0 | 0 | 5
Minimal Dataset Requirement of 4 Variables | Met | Met | Met | Not Met | Met | Met
Contaminant Analysis of Last Sample | Failed | Passed | Failed | Passed | Passed | Passed
Details of any contaminant failures listed at the bottom of this sheet when applicable. |  |  |  | C:\WINDOWS\Desktop\testdata1.xls
Turbidity Flagging Option | Failed
Site Specific Guideline Generation Option (CCME) | Used | Details available in Calculations Summary when applied.
File Used: C:\WINDOWS\Desktop\testdata1.xls
In-depth Report Options
The following contaminants have failed in the last sample for the specified index
Cadmium
Please Note: In order to provide meaningful results the CWQI should be applied on data sets that contain at least 4 variables and at least 4 tests of each variable. However, users can exercise professional judgement based on knowledge of the data and site specific conditions.

## SUMMARY
CANADIAN WATER QUALITY INDEX 1.0
C:\WINDOWS\Desktop\testdata1.xls
Summary of Results
| Overall | Drinking | Aquatic | Recreation | Irrigation | Livestock
Number of variables tested | 18 | 15 | 11 | 1 | 12 | 12
Number of variables that failed | 9 | 3 | 7 | 0 | 1 | 1
Variables with most failed tests
Variables with highest nse
Variables that Failed the objectives | Temp | Condl | Color | Turb | DO | pH | ALKT | Ca | Na | Mg | K | SO42- | Cl- | F- | DOC | P | NO3-(NO2-) | N | SiO2 | Al | As | Ba | Be | Cd | Co | Cr | Cu | Fe | Hg | Li | Mn | Mo | Ni | Pb | Se | Sr | V | Zn
Overall | N/A | N/A | Had Failure(s) | Had Failure(s) | No Failures | Had Failure(s) | N/A | No Failures | No Failures | N/A | N/A | No Failures | No Failures | No Failures | N/A | N/A | No Failures | N/A | N/A | Had Failure(s) | No Failures | No Failures | N/A | Had Failure(s) | N/A | Had Failure(s) | Had Failure(s) | No Failures | No Failures | N/A | No Failures | No Failures | No Failures | Had Failure(s) | No Failures | N/A | N/A | Had Failure(s)
Drinking | N/A | N/A | Had Failure(s) | Had Failure(s) | N/A | Had Failure(s) | N/A | N/A | No Failures | N/A | N/A | No Failures | No Failures | No Failures | N/A | N/A | N/A | N/A | N/A | N/A | No Failures | No Failures | N/A | No Failures | N/A | No Failures | No Failures | No Failures | No Failures | N/A | No Failures | N/A | N/A | No Failures | No Failures | N/A | N/A | No Failures
Aquatic | N/A | N/A | N/A | N/A | No Failures | Had Failure(s) | N/A | N/A | N/A | N/A | N/A | N/A | N/A | No Failures | N/A | N/A | N/A | N/A | N/A | Had Failure(s) | No Failures | N/A | N/A | Had Failure(s) | N/A | Had Failure(s) | Had Failure(s) | No Failures | No Failures | N/A | N/A | No Failures | No Failures | Had Failure(s) | No Failures | N/A | N/A | Had Failure(s)
Recreation | N/A | N/A | N/A | N/A | N/A | No Failures | N/A | N/A | N/A | N/A | N/A | N/A | N/A | N/A | N/A | N/A | N/A | N/A | N/A | N/A | N/A | N/A | N/A | N/A | N/A | N/A | N/A | N/A | N/A | N/A | N/A | N/A | N/A | N/A | N/A | N/A | N/A | N/A
Irrigation | N/A | N/A | N/A | N/A | N/A | N/A | N/A | N/A | N/A | N/A | N/A | N/A | No Failures | No Failures | N/A | N/A | N/A | N/A | N/A | No Failures | No Failures | N/A | N/A | No Failures | N/A | Had Failure(s) | No Failures | No Failures | N/A | N/A | No Failures | N/A | No Failures | No Failures | No Failures | N/A | N/A | No Failures
Livestock | N/A | N/A | Had Failure(s) | N/A | N/A | N/A | N/A | No Failures | N/A | N/A | N/A | No Failures | N/A | No Failures | N/A | N/A | No Failures | N/A | N/A | No Failures | No Failures | N/A | N/A | No Failures | N/A | No Failures | No Failures | N/A | No Failures | N/A | N/A | N/A | No Failures | No Failures | No Failures | N/A | N/A | No Failures
Number of Tests (Number of Failures) | Temp | Condl | Color | Turb | DO | pH | ALKT | Ca | Na | Mg | K | SO42- | Cl- | F- | DOC | P | NO3-(NO2-) | N | SiO2 | Al | As | Ba | Be | Cd | Co | Cr | Cu | Fe | Hg | Li | Mn | Mo | Ni | Pb | Se | Sr | V | Zn
Overall | N/A | N/A | 19 (18) | 19 (1) | No Data | 19 (19) | N/A | 19 (0) | 19 (0) | N/A | N/A | 19 (0) | 19 (0) | 19 (0) | N/A | N/A | No Data | N/A | N/A | 18 (7) | 4 (0) | No Data | N/A | 19 (19) | N/A | 10 (10) | 19 (17) | 19 (0) | No Data | N/A | 19 (0) | No Data | 10 (0) | 19 (3) | No Data | N/A | N/A | 19 (1)
Drinking | N/A | N/A | 19 (18) | 19 (1) | N/A | 19 (19) | N/A | N/A | 19 (0) | N/A | N/A | 19 (0) | 19 (0) | 19 (0) | N/A | N/A | N/A | N/A | N/A | N/A | 4 (0) | No Data | N/A | 19 (0) | N/A | 10 (0) | 19 (0) | 19 (0) | No Data | N/A | 19 (0) | N/A | N/A | 19 (0) | No Data | N/A | N/A | 19 (0)
Aquatic | N/A | N/A | N/A | N/A | No Data | 19 (19) | N/A | N/A | N/A | N/A | N/A | N/A | N/A | 19 (0) | N/A | N/A | N/A | N/A | N/A | 18 (7) | 4 (0) | N/A | N/A | 19 (19) | N/A | 10 (10) | 19 (17) | 19 (0) | No Data | N/A | N/A | No Data | 10 (0) | 19 (3) | No Data | N/A | N/A | 19 (1)
Recreation | N/A | N/A | N/A | N/A | N/A | 19 (0) | N/A | N/A | N/A | N/A | N/A | N/A | N/A | N/A | N/A | N/A | N/A | N/A | N/A | N/A | N/A | N/A | N/A | N/A | N/A | N/A | N/A | N/A | N/A | N/A | N/A | N/A | N/A | N/A | N/A | N/A | N/A | N/A
Irrigation | N/A | N/A | N/A | N/A | N/A | N/A | N/A | N/A | N/A | N/A | N/A | N/A | 19 (0) | 19 (0) | N/A | N/A | N/A | N/A | N/A | 18 (0) | 4 (0) | N/A | N/A | 19 (0) | N/A | 10 (2) | 19 (0) | 19 (0) | N/A | N/A | 19 (0) | N/A | 10 (0) | 19 (0) | No Data | N/A | N/A | 19 (0)
Livestock | N/A | N/A | 19 (18) | N/A | N/A | N/A | N/A | 19 (0) | N/A | N/A | N/A | 19 (0) | N/A | 19 (0) | N/A | N/A | No Data | N/A | N/A | 18 (0) | 4 (0) | N/A | N/A | 19 (0) | N/A | 10 (0) | 19 (0) | N/A | No Data | N/A | N/A | N/A | 10 (0) | 19 (0) | No Data | N/A | N/A | 19 (0)
Tables entries above with less than 4 tests are highlighted in red
Statistical Summary of Data | Temp | Condl | Color | Turb | DO | pH | ALKT | Ca | Na | Mg | K | SO42- | Cl- | F- | DOC | P | NO3-(NO2-) | N | SiO2 | Al | As | Ba | Be | Cd | Co | Cr | Cu | Fe | Hg | Li | Mn | Mo | Ni | Pb | Se | Sr | V | Zn
Minimum |  | 28 | 5 | 0.26 |  | 5.83 |  | 0.48 | 3.86 |  |  | 1.4 | 5.1 | 0.005 | 1.6 | 0.005 |  |  |  | Al: 0.025; As: 0.0025; Cd: 0.0002; Cr: 0.0025; Cu: 0.002; Fe: 0.005; Mn: 0.002; Ni: 0.0025; Pb: 0.0005; Zn: 0.002
Maximum |  | 47.2 | 34 | 1.2 |  | 6.45 |  | 1.37 | 6.27 |  |  | 3.2 | 10.1 | 0.03 | 4.1 | 0.04 |  |  |  | Al: 0.28; As: 0.005; Cd: 0.001; Cr: 0.005; Cu: 0.02; Fe: 0.13; Mn: 0.04; Ni: 0.005; Pb: 0.004; Zn: 0.13
Mean |  | 39.9526 | 23.1579 | 0.58 |  | 6.1616 |  | 0.87526 | 4.8611 |  |  | 2.1737 | 8.3211 | 0.023421 | 2.9714 | 0.010263 |  |  |  | Al: 0.093056; As: 0.003125; Cd: 0.0004; Cr: 0.003; Cu: 0.0048158; Fe: 0.062105; Mn: 0.012579; Ni: 0.003; Pb: 0.00092105; Zn: 0.011053
Median |  | 40.8 | 24 | 0.61 |  | 6.23 |  | 0.85 | 4.72 |  |  | 2.1 | 8.5 | 0.025 | 3.1 | 0.01 |  |  |  | Al: 0.065; As: 0.0025; Cd: 0.0003; Cr: 0.0025; Cu: 0.003; Fe: 0.07; Mn: 0.01; Ni: 0.0025; Pb: 0.0005; Zn: 0.005
Standard Deviation |  | 4.9057 | 5.8603 | 0.23398 |  | 0.17798 |  | 0.21895 | 0.74627 |  |  | 0.53983 | 1.3946 | 0.0070809 | 0.71357 | 0.0089551 |  |  |  | Al: 0.078283; As: 0.0010825; Cd: 0.00019601; Cr: 0.001; Cu: 0.0040138; Fe: 0.036897; Mn: 0.011231; Ni: 0.001; Pb: 0.00096332; Zn: 0.028121
Site Specific Aquatic Guidelines | (I)MAC
Aluminum | 0.102
Cadmium | 1.236e-06
Copper | 0.002
Lead | 0.001
Nickel | 0.025

## PASSFAIL
Overall
C:\WINDOWS\Desktop\testdata1.xls
| Date | Group | Temp | Condl | Color | Turb | DO | PH | Alk | Ca | Na | Mg | K | Sulphate | Chloride | Fluoride | DOC | P | Nitrate | N | Si | Al | As | Ba | Be | Cd | Co | Cr | Cu | Fe | Hg | Li | Mn | Mo | Ni | Pb | Se | Sr | V | Zn
|  |  | (°C) | (uS/cm) | (TCU) | (JTU) |  |  | (mg/l) | (mg/l) | (mg/l) | (mg/l) | (mg/l) | (mg/l) | (mg/l) | (mg/l) | (mg/l) | (mg/l) | (mg/l) | (mg/l) | (mg/l) | (mg/l) | (mg/l) | (mg/l) | (µg/l) | (mg/l) | (mg/l) | (mg/l) | (mg/l) | (mg/l) | (mg/l) | (mg/l) | (mg/l) | (mg/l) | (mg/l) | (mg/l) | (mg/l) | (mg/l) | (mg/l) | (mg/l)
1 | 2000-12-23 | 1 |  | 44.1 | 24 | 0.47 |  | 6.38 |  | 1.14 | 5.8 |  |  | 2 | 10.1 | 0.025 | 3.7 | 0.01 |  | Al: 0.06; Cd: 0.00025; Cu: 0.0025; Fe: 0.04; Mn: 0.003; Pb: 0.0005; Zn: 0.003
2 | 2000-12-24 | 1 |  | 37.6 | 28 | 0.65 |  | 6.36 |  | 1.11 | 4.1 |  |  | 3.2 | 6.9 | 0.02 |  | 0.04 |  | Al: 0.28; As: 0.0025; Cd: 0.0002; Cr: 0.0025; Cu: 0.002; Fe: 0.06; Mn: 0.002; Ni: 0.0025; Pb: 0.002; Zn: 0.01
3 | 2000-12-25 | 1 |  | 47.2 | 29 | 0.38 |  | 6.27 |  | 1.37 | 4.1 |  |  | 2.4 | 7 | 0.02 |  | 0.03 |  | Al: 0.025; As: 0.0025; Cd: 0.0002; Cr: 0.0025; Cu: 0.002; Fe: 0.11; Mn: 0.002; Ni: 0.0025; Pb: 0.0005; Zn: 0.002
4 | 2000-12-26 | 1 |  | 32 | 21 | 0.75 |  | 6.45 |  | 0.73 | 4.1 |  |  | 2.4 | 6.8 | 0.03 |  | 0.01 |  | Al: 0.11; Cd: 0.0003; Cu: 0.003; Fe: 0.03; Mn: 0.003; Pb: 0.0005; Zn: 0.003
5 | 2000-12-27 | 1 |  | 31 | 34 | 0.67 |  | 6.12 |  | 0.69 | 3.86 |  |  | 2.8 | 5.1 | 0.03 |  | 0.01 |  | Cd: 0.0003; Cu: 0.003; Fe: 0.1; Mn: 0.003; Pb: 0.0005; Zn: 0.003
6 | 2000-12-28 | 1 |  | 42.6 | 23 | 0.48 |  | 5.98 |  | 0.56 | 5.7 |  |  | 2.1 | 9.6 | 0.03 | 3 | 0.01 |  | Al: 0.05; Cd: 0.0003; Cu: 0.003; Fe: 0.02; Mn: 0.003; Pb: 0.0005; Zn: 0.003
7 | 2000-12-29 | 1 |  | 40.2 | 25 | 0.36 |  | 6.31 |  | 0.85 | 4.1 |  |  | 2.7 | 9.7 | 0.03 | 2 | 0.01 |  | Al: 0.025; Cd: 0.0003; Cu: 0.003; Fe: 0.07; Mn: 0.003; Pb: 0.0005; Zn: 0.003
8 | 2000-12-30 | 1 |  | 43.8 | 24 | 0.61 |  | 5.99 |  | 0.65 | 5.5 |  |  | 2.8 | 9.6 | 0.03 | 3.2 | 0.01 |  | Al: 0.07; Cd: 0.0003; Cu: 0.003; Fe: 0.07; Mn: 0.03; Pb: 0.0005; Zn: 0.003
9 | 2000-12-31 | 1 |  | 28 | 5 | 0.87 |  | 5.85 |  | 0.98 | 4.39 |  |  | 2.3 | 7.8 | 0.02 |  | 0.005 |  | Al: 0.17; As: 0.0025; Cd: 0.0007; Cr: 0.0025; Cu: 0.02; Fe: 0.11; Mn: 0.02; Ni: 0.0025; Pb: 0.003; Zn: 0.13
10 | 2001-01-01 | 1 |  | 42.9 | 21 | 0.26 |  | 6.24 |  | 0.8 | 5.9 |  |  | 2.5 | 9.9 | 0.025 | 2.8 | 0.01 |  | Al: 0.025; Cd: 0.00025; Cu: 0.0025; Fe: 0.005; Mn: 0.005; Pb: 0.0005; Zn: 0.002
11 | 2001-01-02 | 1 |  | 43.4 | 16 | 0.36 |  | 6.32 |  | 1.16 | 6.27 |  |  | 1.4 | 7.1 | 0.005 | 3.7 | 0.005 |  | Al: 0.16; Cd: 0.001; Cr: 0.005; Cu: 0.01; Fe: 0.13; Mn: 0.03; Ni: 0.005; Pb: 0.0005; Zn: 0.005
12 | 2001-01-03 | 1 |  | 41.6 | 25 | 0.72 |  | 5.83 |  | 0.89 | 5.5 |  |  | 2 | 9.9 | 0.025 | 3.5 | 0.005 |  | Al: 0.12; Cd: 0.00025; Cu: 0.005; Fe: 0.07; Mn: 0.04; Pb: 0.0005; Zn: 0.01
13 | 2001-01-04 | 1 |  | 40.8 | 21 | 0.32 |  | 5.94 |  | 0.92 | 4.72 |  |  | 2 | 9.5 | 0.025 | 3.2 | 0.005 |  | Al: 0.17; Cd: 0.0005; Cr: 0.0025; Cu: 0.005; Fe: 0.07; Mn: 0.02; Ni: 0.0025; Pb: 0.001; Zn: 0.005
14 | 2001-01-05 | 1 |  | 40.4 | 21 | 0.38 |  | 6.09 |  | 0.87 | 5.11 |  |  | 1.5 | 9.3 | 0.025 | 3 | 0.005 |  | Al: 0.07; Cd: 0.0005; Cr: 0.0025; Cu: 0.005; Fe: 0.03; Mn: 0.01; Ni: 0.0025; Pb: 0.0005; Zn: 0.005
15 | 2001-01-06 | 1 |  | 36.3 | 28 | 1.2 |  | 6.23 |  | 1.07 | 5.16 |  |  | 1.6 | 7.2 | 0.025 | 4.1 | 0.005 |  | Al: 0.24; Cd: 0.0005; Cr: 0.0025; Cu: 0.005; Fe: 0.11; Mn: 0.02; Ni: 0.0025; Pb: 0.004; Zn: 0.005
16 | 2001-01-07 | 1 |  | 38.7 | 22 | 0.73 |  | 6.07 |  | 0.84 | 4.4 |  |  | 1.8 | 7.3 | 0.025 | 2.5 | 0.005 |  | Al: 0.025; Cd: 0.0005; Cr: 0.0025; Cu: 0.005; Fe: 0.04; Mn: 0.01; Ni: 0.0025; Pb: 0.0005; Zn: 0.005
17 | 2001-01-08 | 1 |  | 42.5 | 24 | 0.83 |  | 6.1 |  | 0.84 | 4.04 |  |  | 1.4 | 7.8 | 0.025 | 1.9 | 0.005 |  | Al: 0.025; As: 0.005; Cd: 0.0005; Cr: 0.0025; Cu: 0.005; Fe: 0.03; Mn: 0.02; Ni: 0.0025; Pb: 0.0005; Zn: 0.005
18 | 2001-01-09 | 1 |  | 45.2 | 20 | 0.35 |  | 6.29 |  | 0.48 | 5.31 |  |  | 1.5 | 8.5 | 0.005 | 3.4 | 0.005 |  | Al: 0.025; Cd: 0.0005; Cr: 0.005; Cu: 0.005; Fe: 0.005; Mn: 0.005; Ni: 0.005; Pb: 0.0005; Zn: 0.005
19 | 2001-01-10 | 1 |  | 40.8 | 29 | 0.63 |  | 6.25 |  | 0.68 | 4.3 |  |  | 2.9 | 9 | 0.025 | 1.6 | 0.01 |  | Al: 0.025; Cd: 0.00025; Cu: 0.0025; Fe: 0.08; Mn: 0.01; Pb: 0.0005; Zn: 0.003
Drinking
C:\WINDOWS\Desktop\testdata1.xls
| Date | Group | Temp | Condl | Color | Turb | DO | PH | Alk | Ca | Na | Mg | K | Sulphate | Chloride | Fluoride | DOC | P | Nitrate | N | Si | Al | As | Ba | Be | Cd | Co | Cr | Cu | Fe | Hg | Li | Mn | Mo | Ni | Pb | Se | Sr | V | Zn
|  |  | (°C) | (uS/cm) | (TCU) | (JTU) |  |  | (mg/l) | (mg/l) | (mg/l) | (mg/l) | (mg/l) | (mg/l) | (mg/l) | (mg/l) | (mg/l) | (mg/l) | (mg/l) | (mg/l) | (mg/l) | (mg/l) | (mg/l) | (mg/l) | (µg/l) | (mg/l) | (mg/l) | (mg/l) | (mg/l) | (mg/l) | (mg/l) | (mg/l) | (mg/l) | (mg/l) | (mg/l) | (mg/l) | (mg/l) | (mg/l) | (mg/l) | (mg/l)
1 | 2000-12-23 | 1 |  | 44.1 | 24 | 0.47 |  | 6.38 |  | 1.14 | 5.8 |  |  | 2 | 10.1 | 0.025 | 3.7 | 0.01 |  | Al: 0.06; Cd: 0.00025; Cu: 0.0025; Fe: 0.04; Mn: 0.003; Pb: 0.0005; Zn: 0.003
2 | 2000-12-24 | 1 |  | 37.6 | 28 | 0.65 |  | 6.36 |  | 1.11 | 4.1 |  |  | 3.2 | 6.9 | 0.02 |  | 0.04 |  | Al: 0.28; As: 0.0025; Cd: 0.0002; Cr: 0.0025; Cu: 0.002; Fe: 0.06; Mn: 0.002; Ni: 0.0025; Pb: 0.002; Zn: 0.01
3 | 2000-12-25 | 1 |  | 47.2 | 29 | 0.38 |  | 6.27 |  | 1.37 | 4.1 |  |  | 2.4 | 7 | 0.02 |  | 0.03 |  | Al: 0.025; As: 0.0025; Cd: 0.0002; Cr: 0.0025; Cu: 0.002; Fe: 0.11; Mn: 0.002; Ni: 0.0025; Pb: 0.0005; Zn: 0.002
4 | 2000-12-26 | 1 |  | 32 | 21 | 0.75 |  | 6.45 |  | 0.73 | 4.1 |  |  | 2.4 | 6.8 | 0.03 |  | 0.01 |  | Al: 0.11; Cd: 0.0003; Cu: 0.003; Fe: 0.03; Mn: 0.003; Pb: 0.0005; Zn: 0.003
5 | 2000-12-27 | 1 |  | 31 | 34 | 0.67 |  | 6.12 |  | 0.69 | 3.86 |  |  | 2.8 | 5.1 | 0.03 |  | 0.01 |  | Cd: 0.0003; Cu: 0.003; Fe: 0.1; Mn: 0.003; Pb: 0.0005; Zn: 0.003
6 | 2000-12-28 | 1 |  | 42.6 | 23 | 0.48 |  | 5.98 |  | 0.56 | 5.7 |  |  | 2.1 | 9.6 | 0.03 | 3 | 0.01 |  | Al: 0.05; Cd: 0.0003; Cu: 0.003; Fe: 0.02; Mn: 0.003; Pb: 0.0005; Zn: 0.003
7 | 2000-12-29 | 1 |  | 40.2 | 25 | 0.36 |  | 6.31 |  | 0.85 | 4.1 |  |  | 2.7 | 9.7 | 0.03 | 2 | 0.01 |  | Al: 0.025; Cd: 0.0003; Cu: 0.003; Fe: 0.07; Mn: 0.003; Pb: 0.0005; Zn: 0.003
8 | 2000-12-30 | 1 |  | 43.8 | 24 | 0.61 |  | 5.99 |  | 0.65 | 5.5 |  |  | 2.8 | 9.6 | 0.03 | 3.2 | 0.01 |  | Al: 0.07; Cd: 0.0003; Cu: 0.003; Fe: 0.07; Mn: 0.03; Pb: 0.0005; Zn: 0.003
9 | 2000-12-31 | 1 |  | 28 | 5 | 0.87 |  | 5.85 |  | 0.98 | 4.39 |  |  | 2.3 | 7.8 | 0.02 |  | 0.005 |  | Al: 0.17; As: 0.0025; Cd: 0.0007; Cr: 0.0025; Cu: 0.02; Fe: 0.11; Mn: 0.02; Ni: 0.0025; Pb: 0.003; Zn: 0.13
10 | 2001-01-01 | 1 |  | 42.9 | 21 | 0.26 |  | 6.24 |  | 0.8 | 5.9 |  |  | 2.5 | 9.9 | 0.025 | 2.8 | 0.01 |  | Al: 0.025; Cd: 0.00025; Cu: 0.0025; Fe: 0.005; Mn: 0.005; Pb: 0.0005; Zn: 0.002
11 | 2001-01-02 | 1 |  | 43.4 | 16 | 0.36 |  | 6.32 |  | 1.16 | 6.27 |  |  | 1.4 | 7.1 | 0.005 | 3.7 | 0.005 |  | Al: 0.16; Cd: 0.001; Cr: 0.005; Cu: 0.01; Fe: 0.13; Mn: 0.03; Ni: 0.005; Pb: 0.0005; Zn: 0.005
12 | 2001-01-03 | 1 |  | 41.6 | 25 | 0.72 |  | 5.83 |  | 0.89 | 5.5 |  |  | 2 | 9.9 | 0.025 | 3.5 | 0.005 |  | Al: 0.12; Cd: 0.00025; Cu: 0.005; Fe: 0.07; Mn: 0.04; Pb: 0.0005; Zn: 0.01
13 | 2001-01-04 | 1 |  | 40.8 | 21 | 0.32 |  | 5.94 |  | 0.92 | 4.72 |  |  | 2 | 9.5 | 0.025 | 3.2 | 0.005 |  | Al: 0.17; Cd: 0.0005; Cr: 0.0025; Cu: 0.005; Fe: 0.07; Mn: 0.02; Ni: 0.0025; Pb: 0.001; Zn: 0.005
14 | 2001-01-05 | 1 |  | 40.4 | 21 | 0.38 |  | 6.09 |  | 0.87 | 5.11 |  |  | 1.5 | 9.3 | 0.025 | 3 | 0.005 |  | Al: 0.07; Cd: 0.0005; Cr: 0.0025; Cu: 0.005; Fe: 0.03; Mn: 0.01; Ni: 0.0025; Pb: 0.0005; Zn: 0.005
15 | 2001-01-06 | 1 |  | 36.3 | 28 | 1.2 |  | 6.23 |  | 1.07 | 5.16 |  |  | 1.6 | 7.2 | 0.025 | 4.1 | 0.005 |  | Al: 0.24; Cd: 0.0005; Cr: 0.0025; Cu: 0.005; Fe: 0.11; Mn: 0.02; Ni: 0.0025; Pb: 0.004; Zn: 0.005
16 | 2001-01-07 | 1 |  | 38.7 | 22 | 0.73 |  | 6.07 |  | 0.84 | 4.4 |  |  | 1.8 | 7.3 | 0.025 | 2.5 | 0.005 |  | Al: 0.025; Cd: 0.0005; Cr: 0.0025; Cu: 0.005; Fe: 0.04; Mn: 0.01; Ni: 0.0025; Pb: 0.0005; Zn: 0.005
17 | 2001-01-08 | 1 |  | 42.5 | 24 | 0.83 |  | 6.1 |  | 0.84 | 4.04 |  |  | 1.4 | 7.8 | 0.025 | 1.9 | 0.005 |  | Al: 0.025; As: 0.005; Cd: 0.0005; Cr: 0.0025; Cu: 0.005; Fe: 0.03; Mn: 0.02; Ni: 0.0025; Pb: 0.0005; Zn: 0.005
18 | 2001-01-09 | 1 |  | 45.2 | 20 | 0.35 |  | 6.29 |  | 0.48 | 5.31 |  |  | 1.5 | 8.5 | 0.005 | 3.4 | 0.005 |  | Al: 0.025; Cd: 0.0005; Cr: 0.005; Cu: 0.005; Fe: 0.005; Mn: 0.005; Ni: 0.005; Pb: 0.0005; Zn: 0.005
19 | 2001-01-10 | 1 |  | 40.8 | 29 | 0.63 |  | 6.25 |  | 0.68 | 4.3 |  |  | 2.9 | 9 | 0.025 | 1.6 | 0.01 |  | Al: 0.025; Cd: 0.00025; Cu: 0.0025; Fe: 0.08; Mn: 0.01; Pb: 0.0005; Zn: 0.003
Aquatic
C:\WINDOWS\Desktop\testdata1.xls
| Date | Group | Temp | Condl | Color | Turb | DO | PH | Alk | Ca | Na | Mg | K | Sulphate | Chloride | Fluoride | DOC | P | Nitrate | N | Si | Al | As | Ba | Be | Cd | Co | Cr | Cu | Fe | Hg | Li | Mn | Mo | Ni | Pb | Se | Sr | V | Zn
|  |  | (°C) | (uS/cm) | (TCU) | (JTU) |  |  | (mg/l) | (mg/l) | (mg/l) | (mg/l) | (mg/l) | (mg/l) | (mg/l) | (mg/l) | (mg/l) | (mg/l) | (mg/l) | (mg/l) | (mg/l) | (mg/l) | (mg/l) | (mg/l) | (µg/l) | (mg/l) | (mg/l) | (mg/l) | (mg/l) | (mg/l) | (mg/l) | (mg/l) | (mg/l) | (mg/l) | (mg/l) | (mg/l) | (mg/l) | (mg/l) | (mg/l) | (mg/l)
1 | 2000-12-23 | 1 |  | 44.1 | 24 | 0.47 |  | 6.38 |  | 1.14 | 5.8 |  |  | 2 | 10.1 | 0.025 | 3.7 | 0.01 |  | Al: 0.06; Cd: 0.00025; Cu: 0.0025; Fe: 0.04; Mn: 0.003; Pb: 0.0005; Zn: 0.003
2 | 2000-12-24 | 1 |  | 37.6 | 28 | 0.65 |  | 6.36 |  | 1.11 | 4.1 |  |  | 3.2 | 6.9 | 0.02 |  | 0.04 |  | Al: 0.28; As: 0.0025; Cd: 0.0002; Cr: 0.0025; Cu: 0.002; Fe: 0.06; Mn: 0.002; Ni: 0.0025; Pb: 0.002; Zn: 0.01
3 | 2000-12-25 | 1 |  | 47.2 | 29 | 0.38 |  | 6.27 |  | 1.37 | 4.1 |  |  | 2.4 | 7 | 0.02 |  | 0.03 |  | Al: 0.025; As: 0.0025; Cd: 0.0002; Cr: 0.0025; Cu: 0.002; Fe: 0.11; Mn: 0.002; Ni: 0.0025; Pb: 0.0005; Zn: 0.002
4 | 2000-12-26 | 1 |  | 32 | 21 | 0.75 |  | 6.45 |  | 0.73 | 4.1 |  |  | 2.4 | 6.8 | 0.03 |  | 0.01 |  | Al: 0.11; Cd: 0.0003; Cu: 0.003; Fe: 0.03; Mn: 0.003; Pb: 0.0005; Zn: 0.003
5 | 2000-12-27 | 1 |  | 31 | 34 | 0.67 |  | 6.12 |  | 0.69 | 3.86 |  |  | 2.8 | 5.1 | 0.03 |  | 0.01 |  | Cd: 0.0003; Cu: 0.003; Fe: 0.1; Mn: 0.003; Pb: 0.0005; Zn: 0.003
6 | 2000-12-28 | 1 |  | 42.6 | 23 | 0.48 |  | 5.98 |  | 0.56 | 5.7 |  |  | 2.1 | 9.6 | 0.03 | 3 | 0.01 |  | Al: 0.05; Cd: 0.0003; Cu: 0.003; Fe: 0.02; Mn: 0.003; Pb: 0.0005; Zn: 0.003
7 | 2000-12-29 | 1 |  | 40.2 | 25 | 0.36 |  | 6.31 |  | 0.85 | 4.1 |  |  | 2.7 | 9.7 | 0.03 | 2 | 0.01 |  | Al: 0.025; Cd: 0.0003; Cu: 0.003; Fe: 0.07; Mn: 0.003; Pb: 0.0005; Zn: 0.003
8 | 2000-12-30 | 1 |  | 43.8 | 24 | 0.61 |  | 5.99 |  | 0.65 | 5.5 |  |  | 2.8 | 9.6 | 0.03 | 3.2 | 0.01 |  | Al: 0.07; Cd: 0.0003; Cu: 0.003; Fe: 0.07; Mn: 0.03; Pb: 0.0005; Zn: 0.003
9 | 2000-12-31 | 1 |  | 28 | 5 | 0.87 |  | 5.85 |  | 0.98 | 4.39 |  |  | 2.3 | 7.8 | 0.02 |  | 0.005 |  | Al: 0.17; As: 0.0025; Cd: 0.0007; Cr: 0.0025; Cu: 0.02; Fe: 0.11; Mn: 0.02; Ni: 0.0025; Pb: 0.003; Zn: 0.13
10 | 2001-01-01 | 1 |  | 42.9 | 21 | 0.26 |  | 6.24 |  | 0.8 | 5.9 |  |  | 2.5 | 9.9 | 0.025 | 2.8 | 0.01 |  | Al: 0.025; Cd: 0.00025; Cu: 0.0025; Fe: 0.005; Mn: 0.005; Pb: 0.0005; Zn: 0.002
11 | 2001-01-02 | 1 |  | 43.4 | 16 | 0.36 |  | 6.32 |  | 1.16 | 6.27 |  |  | 1.4 | 7.1 | 0.005 | 3.7 | 0.005 |  | Al: 0.16; Cd: 0.001; Cr: 0.005; Cu: 0.01; Fe: 0.13; Mn: 0.03; Ni: 0.005; Pb: 0.0005; Zn: 0.005
12 | 2001-01-03 | 1 |  | 41.6 | 25 | 0.72 |  | 5.83 |  | 0.89 | 5.5 |  |  | 2 | 9.9 | 0.025 | 3.5 | 0.005 |  | Al: 0.12; Cd: 0.00025; Cu: 0.005; Fe: 0.07; Mn: 0.04; Pb: 0.0005; Zn: 0.01
13 | 2001-01-04 | 1 |  | 40.8 | 21 | 0.32 |  | 5.94 |  | 0.92 | 4.72 |  |  | 2 | 9.5 | 0.025 | 3.2 | 0.005 |  | Al: 0.17; Cd: 0.0005; Cr: 0.0025; Cu: 0.005; Fe: 0.07; Mn: 0.02; Ni: 0.0025; Pb: 0.001; Zn: 0.005
14 | 2001-01-05 | 1 |  | 40.4 | 21 | 0.38 |  | 6.09 |  | 0.87 | 5.11 |  |  | 1.5 | 9.3 | 0.025 | 3 | 0.005 |  | Al: 0.07; Cd: 0.0005; Cr: 0.0025; Cu: 0.005; Fe: 0.03; Mn: 0.01; Ni: 0.0025; Pb: 0.0005; Zn: 0.005
15 | 2001-01-06 | 1 |  | 36.3 | 28 | 1.2 |  | 6.23 |  | 1.07 | 5.16 |  |  | 1.6 | 7.2 | 0.025 | 4.1 | 0.005 |  | Al: 0.24; Cd: 0.0005; Cr: 0.0025; Cu: 0.005; Fe: 0.11; Mn: 0.02; Ni: 0.0025; Pb: 0.004; Zn: 0.005
16 | 2001-01-07 | 1 |  | 38.7 | 22 | 0.73 |  | 6.07 |  | 0.84 | 4.4 |  |  | 1.8 | 7.3 | 0.025 | 2.5 | 0.005 |  | Al: 0.025; Cd: 0.0005; Cr: 0.0025; Cu: 0.005; Fe: 0.04; Mn: 0.01; Ni: 0.0025; Pb: 0.0005; Zn: 0.005
17 | 2001-01-08 | 1 |  | 42.5 | 24 | 0.83 |  | 6.1 |  | 0.84 | 4.04 |  |  | 1.4 | 7.8 | 0.025 | 1.9 | 0.005 |  | Al: 0.025; As: 0.005; Cd: 0.0005; Cr: 0.0025; Cu: 0.005; Fe: 0.03; Mn: 0.02; Ni: 0.0025; Pb: 0.0005; Zn: 0.005
18 | 2001-01-09 | 1 |  | 45.2 | 20 | 0.35 |  | 6.29 |  | 0.48 | 5.31 |  |  | 1.5 | 8.5 | 0.005 | 3.4 | 0.005 |  | Al: 0.025; Cd: 0.0005; Cr: 0.005; Cu: 0.005; Fe: 0.005; Mn: 0.005; Ni: 0.005; Pb: 0.0005; Zn: 0.005
19 | 2001-01-10 | 1 |  | 40.8 | 29 | 0.63 |  | 6.25 |  | 0.68 | 4.3 |  |  | 2.9 | 9 | 0.025 | 1.6 | 0.01 |  | Al: 0.025; Cd: 0.00025; Cu: 0.0025; Fe: 0.08; Mn: 0.01; Pb: 0.0005; Zn: 0.003
Recreation
C:\WINDOWS\Desktop\testdata1.xls
| Date | Group | Temp | Condl | Color | Turb | DO | PH | Alk | Ca | Na | Mg | K | Sulphate | Chloride | Fluoride | DOC | P | Nitrate | N | Si | Al | As | Ba | Be | Cd | Co | Cr | Cu | Fe | Hg | Li | Mn | Mo | Ni | Pb | Se | Sr | V | Zn
|  |  | (°C) | (uS/cm) | (TCU) | (JTU) |  |  | (mg/l) | (mg/l) | (mg/l) | (mg/l) | (mg/l) | (mg/l) | (mg/l) | (mg/l) | (mg/l) | (mg/l) | (mg/l) | (mg/l) | (mg/l) | (mg/l) | (mg/l) | (mg/l) | (µg/l) | (mg/l) | (mg/l) | (mg/l) | (mg/l) | (mg/l) | (mg/l) | (mg/l) | (mg/l) | (mg/l) | (mg/l) | (mg/l) | (mg/l) | (mg/l) | (mg/l) | (mg/l)
1 | 2000-12-23 | 1 |  | 44.1 | 24 | 0.47 |  | 6.38 |  | 1.14 | 5.8 |  |  | 2 | 10.1 | 0.025 | 3.7 | 0.01 |  | Al: 0.06; Cd: 0.00025; Cu: 0.0025; Fe: 0.04; Mn: 0.003; Pb: 0.0005; Zn: 0.003
2 | 2000-12-24 | 1 |  | 37.6 | 28 | 0.65 |  | 6.36 |  | 1.11 | 4.1 |  |  | 3.2 | 6.9 | 0.02 |  | 0.04 |  | Al: 0.28; As: 0.0025; Cd: 0.0002; Cr: 0.0025; Cu: 0.002; Fe: 0.06; Mn: 0.002; Ni: 0.0025; Pb: 0.002; Zn: 0.01
3 | 2000-12-25 | 1 |  | 47.2 | 29 | 0.38 |  | 6.27 |  | 1.37 | 4.1 |  |  | 2.4 | 7 | 0.02 |  | 0.03 |  | Al: 0.025; As: 0.0025; Cd: 0.0002; Cr: 0.0025; Cu: 0.002; Fe: 0.11; Mn: 0.002; Ni: 0.0025; Pb: 0.0005; Zn: 0.002
4 | 2000-12-26 | 1 |  | 32 | 21 | 0.75 |  | 6.45 |  | 0.73 | 4.1 |  |  | 2.4 | 6.8 | 0.03 |  | 0.01 |  | Al: 0.11; Cd: 0.0003; Cu: 0.003; Fe: 0.03; Mn: 0.003; Pb: 0.0005; Zn: 0.003
5 | 2000-12-27 | 1 |  | 31 | 34 | 0.67 |  | 6.12 |  | 0.69 | 3.86 |  |  | 2.8 | 5.1 | 0.03 |  | 0.01 |  | Cd: 0.0003; Cu: 0.003; Fe: 0.1; Mn: 0.003; Pb: 0.0005; Zn: 0.003
6 | 2000-12-28 | 1 |  | 42.6 | 23 | 0.48 |  | 5.98 |  | 0.56 | 5.7 |  |  | 2.1 | 9.6 | 0.03 | 3 | 0.01 |  | Al: 0.05; Cd: 0.0003; Cu: 0.003; Fe: 0.02; Mn: 0.003; Pb: 0.0005; Zn: 0.003
7 | 2000-12-29 | 1 |  | 40.2 | 25 | 0.36 |  | 6.31 |  | 0.85 | 4.1 |  |  | 2.7 | 9.7 | 0.03 | 2 | 0.01 |  | Al: 0.025; Cd: 0.0003; Cu: 0.003; Fe: 0.07; Mn: 0.003; Pb: 0.0005; Zn: 0.003
8 | 2000-12-30 | 1 |  | 43.8 | 24 | 0.61 |  | 5.99 |  | 0.65 | 5.5 |  |  | 2.8 | 9.6 | 0.03 | 3.2 | 0.01 |  | Al: 0.07; Cd: 0.0003; Cu: 0.003; Fe: 0.07; Mn: 0.03; Pb: 0.0005; Zn: 0.003
9 | 2000-12-31 | 1 |  | 28 | 5 | 0.87 |  | 5.85 |  | 0.98 | 4.39 |  |  | 2.3 | 7.8 | 0.02 |  | 0.005 |  | Al: 0.17; As: 0.0025; Cd: 0.0007; Cr: 0.0025; Cu: 0.02; Fe: 0.11; Mn: 0.02; Ni: 0.0025; Pb: 0.003; Zn: 0.13
10 | 2001-01-01 | 1 |  | 42.9 | 21 | 0.26 |  | 6.24 |  | 0.8 | 5.9 |  |  | 2.5 | 9.9 | 0.025 | 2.8 | 0.01 |  | Al: 0.025; Cd: 0.00025; Cu: 0.0025; Fe: 0.005; Mn: 0.005; Pb: 0.0005; Zn: 0.002
11 | 2001-01-02 | 1 |  | 43.4 | 16 | 0.36 |  | 6.32 |  | 1.16 | 6.27 |  |  | 1.4 | 7.1 | 0.005 | 3.7 | 0.005 |  | Al: 0.16; Cd: 0.001; Cr: 0.005; Cu: 0.01; Fe: 0.13; Mn: 0.03; Ni: 0.005; Pb: 0.0005; Zn: 0.005
12 | 2001-01-03 | 1 |  | 41.6 | 25 | 0.72 |  | 5.83 |  | 0.89 | 5.5 |  |  | 2 | 9.9 | 0.025 | 3.5 | 0.005 |  | Al: 0.12; Cd: 0.00025; Cu: 0.005; Fe: 0.07; Mn: 0.04; Pb: 0.0005; Zn: 0.01
13 | 2001-01-04 | 1 |  | 40.8 | 21 | 0.32 |  | 5.94 |  | 0.92 | 4.72 |  |  | 2 | 9.5 | 0.025 | 3.2 | 0.005 |  | Al: 0.17; Cd: 0.0005; Cr: 0.0025; Cu: 0.005; Fe: 0.07; Mn: 0.02; Ni: 0.0025; Pb: 0.001; Zn: 0.005
14 | 2001-01-05 | 1 |  | 40.4 | 21 | 0.38 |  | 6.09 |  | 0.87 | 5.11 |  |  | 1.5 | 9.3 | 0.025 | 3 | 0.005 |  | Al: 0.07; Cd: 0.0005; Cr: 0.0025; Cu: 0.005; Fe: 0.03; Mn: 0.01; Ni: 0.0025; Pb: 0.0005; Zn: 0.005
15 | 2001-01-06 | 1 |  | 36.3 | 28 | 1.2 |  | 6.23 |  | 1.07 | 5.16 |  |  | 1.6 | 7.2 | 0.025 | 4.1 | 0.005 |  | Al: 0.24; Cd: 0.0005; Cr: 0.0025; Cu: 0.005; Fe: 0.11; Mn: 0.02; Ni: 0.0025; Pb: 0.004; Zn: 0.005
16 | 2001-01-07 | 1 |  | 38.7 | 22 | 0.73 |  | 6.07 |  | 0.84 | 4.4 |  |  | 1.8 | 7.3 | 0.025 | 2.5 | 0.005 |  | Al: 0.025; Cd: 0.0005; Cr: 0.0025; Cu: 0.005; Fe: 0.04; Mn: 0.01; Ni: 0.0025; Pb: 0.0005; Zn: 0.005
17 | 2001-01-08 | 1 |  | 42.5 | 24 | 0.83 |  | 6.1 |  | 0.84 | 4.04 |  |  | 1.4 | 7.8 | 0.025 | 1.9 | 0.005 |  | Al: 0.025; As: 0.005; Cd: 0.0005; Cr: 0.0025; Cu: 0.005; Fe: 0.03; Mn: 0.02; Ni: 0.0025; Pb: 0.0005; Zn: 0.005
18 | 2001-01-09 | 1 |  | 45.2 | 20 | 0.35 |  | 6.29 |  | 0.48 | 5.31 |  |  | 1.5 | 8.5 | 0.005 | 3.4 | 0.005 |  | Al: 0.025; Cd: 0.0005; Cr: 0.005; Cu: 0.005; Fe: 0.005; Mn: 0.005; Ni: 0.005; Pb: 0.0005; Zn: 0.005
19 | 2001-01-10 | 1 |  | 40.8 | 29 | 0.63 |  | 6.25 |  | 0.68 | 4.3 |  |  | 2.9 | 9 | 0.025 | 1.6 | 0.01 |  | Al: 0.025; Cd: 0.00025; Cu: 0.0025; Fe: 0.08; Mn: 0.01; Pb: 0.0005; Zn: 0.003
Irrigation
C:\WINDOWS\Desktop\testdata1.xls
| Date | Group | Temp | Condl | Color | Turb | DO | PH | Alk | Ca | Na | Mg | K | Sulphate | Chloride | Fluoride | DOC | P | Nitrate | N | Si | Al | As | Ba | Be | Cd | Co | Cr | Cu | Fe | Hg | Li | Mn | Mo | Ni | Pb | Se | Sr | V | Zn
|  |  | (°C) | (uS/cm) | (TCU) | (JTU) |  |  | (mg/l) | (mg/l) | (mg/l) | (mg/l) | (mg/l) | (mg/l) | (mg/l) | (mg/l) | (mg/l) | (mg/l) | (mg/l) | (mg/l) | (mg/l) | (mg/l) | (mg/l) | (mg/l) | (µg/l) | (mg/l) | (mg/l) | (mg/l) | (mg/l) | (mg/l) | (mg/l) | (mg/l) | (mg/l) | (mg/l) | (mg/l) | (mg/l) | (mg/l) | (mg/l) | (mg/l) | (mg/l)
1 | 2000-12-23 | 1 |  | 44.1 | 24 | 0.47 |  | 6.38 |  | 1.14 | 5.8 |  |  | 2 | 10.1 | 0.025 | 3.7 | 0.01 |  | Al: 0.06; Cd: 0.00025; Cu: 0.0025; Fe: 0.04; Mn: 0.003; Pb: 0.0005; Zn: 0.003
2 | 2000-12-24 | 1 |  | 37.6 | 28 | 0.65 |  | 6.36 |  | 1.11 | 4.1 |  |  | 3.2 | 6.9 | 0.02 |  | 0.04 |  | Al: 0.28; As: 0.0025; Cd: 0.0002; Cr: 0.0025; Cu: 0.002; Fe: 0.06; Mn: 0.002; Ni: 0.0025; Pb: 0.002; Zn: 0.01
3 | 2000-12-25 | 1 |  | 47.2 | 29 | 0.38 |  | 6.27 |  | 1.37 | 4.1 |  |  | 2.4 | 7 | 0.02 |  | 0.03 |  | Al: 0.025; As: 0.0025; Cd: 0.0002; Cr: 0.0025; Cu: 0.002; Fe: 0.11; Mn: 0.002; Ni: 0.0025; Pb: 0.0005; Zn: 0.002
4 | 2000-12-26 | 1 |  | 32 | 21 | 0.75 |  | 6.45 |  | 0.73 | 4.1 |  |  | 2.4 | 6.8 | 0.03 |  | 0.01 |  | Al: 0.11; Cd: 0.0003; Cu: 0.003; Fe: 0.03; Mn: 0.003; Pb: 0.0005; Zn: 0.003
5 | 2000-12-27 | 1 |  | 31 | 34 | 0.67 |  | 6.12 |  | 0.69 | 3.86 |  |  | 2.8 | 5.1 | 0.03 |  | 0.01 |  | Cd: 0.0003; Cu: 0.003; Fe: 0.1; Mn: 0.003; Pb: 0.0005; Zn: 0.003
6 | 2000-12-28 | 1 |  | 42.6 | 23 | 0.48 |  | 5.98 |  | 0.56 | 5.7 |  |  | 2.1 | 9.6 | 0.03 | 3 | 0.01 |  | Al: 0.05; Cd: 0.0003; Cu: 0.003; Fe: 0.02; Mn: 0.003; Pb: 0.0005; Zn: 0.003
7 | 2000-12-29 | 1 |  | 40.2 | 25 | 0.36 |  | 6.31 |  | 0.85 | 4.1 |  |  | 2.7 | 9.7 | 0.03 | 2 | 0.01 |  | Al: 0.025; Cd: 0.0003; Cu: 0.003; Fe: 0.07; Mn: 0.003; Pb: 0.0005; Zn: 0.003
8 | 2000-12-30 | 1 |  | 43.8 | 24 | 0.61 |  | 5.99 |  | 0.65 | 5.5 |  |  | 2.8 | 9.6 | 0.03 | 3.2 | 0.01 |  | Al: 0.07; Cd: 0.0003; Cu: 0.003; Fe: 0.07; Mn: 0.03; Pb: 0.0005; Zn: 0.003
9 | 2000-12-31 | 1 |  | 28 | 5 | 0.87 |  | 5.85 |  | 0.98 | 4.39 |  |  | 2.3 | 7.8 | 0.02 |  | 0.005 |  | Al: 0.17; As: 0.0025; Cd: 0.0007; Cr: 0.0025; Cu: 0.02; Fe: 0.11; Mn: 0.02; Ni: 0.0025; Pb: 0.003; Zn: 0.13
10 | 2001-01-01 | 1 |  | 42.9 | 21 | 0.26 |  | 6.24 |  | 0.8 | 5.9 |  |  | 2.5 | 9.9 | 0.025 | 2.8 | 0.01 |  | Al: 0.025; Cd: 0.00025; Cu: 0.0025; Fe: 0.005; Mn: 0.005; Pb: 0.0005; Zn: 0.002
11 | 2001-01-02 | 1 |  | 43.4 | 16 | 0.36 |  | 6.32 |  | 1.16 | 6.27 |  |  | 1.4 | 7.1 | 0.005 | 3.7 | 0.005 |  | Al: 0.16; Cd: 0.001; Cr: 0.005; Cu: 0.01; Fe: 0.13; Mn: 0.03; Ni: 0.005; Pb: 0.0005; Zn: 0.005
12 | 2001-01-03 | 1 |  | 41.6 | 25 | 0.72 |  | 5.83 |  | 0.89 | 5.5 |  |  | 2 | 9.9 | 0.025 | 3.5 | 0.005 |  | Al: 0.12; Cd: 0.00025; Cu: 0.005; Fe: 0.07; Mn: 0.04; Pb: 0.0005; Zn: 0.01
13 | 2001-01-04 | 1 |  | 40.8 | 21 | 0.32 |  | 5.94 |  | 0.92 | 4.72 |  |  | 2 | 9.5 | 0.025 | 3.2 | 0.005 |  | Al: 0.17; Cd: 0.0005; Cr: 0.0025; Cu: 0.005; Fe: 0.07; Mn: 0.02; Ni: 0.0025; Pb: 0.001; Zn: 0.005
14 | 2001-01-05 | 1 |  | 40.4 | 21 | 0.38 |  | 6.09 |  | 0.87 | 5.11 |  |  | 1.5 | 9.3 | 0.025 | 3 | 0.005 |  | Al: 0.07; Cd: 0.0005; Cr: 0.0025; Cu: 0.005; Fe: 0.03; Mn: 0.01; Ni: 0.0025; Pb: 0.0005; Zn: 0.005
15 | 2001-01-06 | 1 |  | 36.3 | 28 | 1.2 |  | 6.23 |  | 1.07 | 5.16 |  |  | 1.6 | 7.2 | 0.025 | 4.1 | 0.005 |  | Al: 0.24; Cd: 0.0005; Cr: 0.0025; Cu: 0.005; Fe: 0.11; Mn: 0.02; Ni: 0.0025; Pb: 0.004; Zn: 0.005
16 | 2001-01-07 | 1 |  | 38.7 | 22 | 0.73 |  | 6.07 |  | 0.84 | 4.4 |  |  | 1.8 | 7.3 | 0.025 | 2.5 | 0.005 |  | Al: 0.025; Cd: 0.0005; Cr: 0.0025; Cu: 0.005; Fe: 0.04; Mn: 0.01; Ni: 0.0025; Pb: 0.0005; Zn: 0.005
17 | 2001-01-08 | 1 |  | 42.5 | 24 | 0.83 |  | 6.1 |  | 0.84 | 4.04 |  |  | 1.4 | 7.8 | 0.025 | 1.9 | 0.005 |  | Al: 0.025; As: 0.005; Cd: 0.0005; Cr: 0.0025; Cu: 0.005; Fe: 0.03; Mn: 0.02; Ni: 0.0025; Pb: 0.0005; Zn: 0.005
18 | 2001-01-09 | 1 |  | 45.2 | 20 | 0.35 |  | 6.29 |  | 0.48 | 5.31 |  |  | 1.5 | 8.5 | 0.005 | 3.4 | 0.005 |  | Al: 0.025; Cd: 0.0005; Cr: 0.005; Cu: 0.005; Fe: 0.005; Mn: 0.005; Ni: 0.005; Pb: 0.0005; Zn: 0.005
19 | 2001-01-10 | 1 |  | 40.8 | 29 | 0.63 |  | 6.25 |  | 0.68 | 4.3 |  |  | 2.9 | 9 | 0.025 | 1.6 | 0.01 |  | Al: 0.025; Cd: 0.00025; Cu: 0.0025; Fe: 0.08; Mn: 0.01; Pb: 0.0005; Zn: 0.003
Livestock
C:\WINDOWS\Desktop\testdata1.xls
| Date | Group | Temp | Condl | Color | Turb | DO | PH | Alk | Ca | Na | Mg | K | Sulphate | Chloride | Fluoride | DOC | P | Nitrate | N | Si | Al | As | Ba | Be | Cd | Co | Cr | Cu | Fe | Hg | Li | Mn | Mo | Ni | Pb | Se | Sr | V | Zn
|  |  | (°C) | (uS/cm) | (TCU) | (JTU) |  |  | (mg/l) | (mg/l) | (mg/l) | (mg/l) | (mg/l) | (mg/l) | (mg/l) | (mg/l) | (mg/l) | (mg/l) | (mg/l) | (mg/l) | (mg/l) | (mg/l) | (mg/l) | (mg/l) | (µg/l) | (mg/l) | (mg/l) | (mg/l) | (mg/l) | (mg/l) | (mg/l) | (mg/l) | (mg/l) | (mg/l) | (mg/l) | (mg/l) | (mg/l) | (mg/l) | (mg/l) | (mg/l)
1 | 2000-12-23 | 1 |  | 44.1 | 24 | 0.47 |  | 6.38 |  | 1.14 | 5.8 |  |  | 2 | 10.1 | 0.025 | 3.7 | 0.01 |  | Al: 0.06; Cd: 0.00025; Cu: 0.0025; Fe: 0.04; Mn: 0.003; Pb: 0.0005; Zn: 0.003
2 | 2000-12-24 | 1 |  | 37.6 | 28 | 0.65 |  | 6.36 |  | 1.11 | 4.1 |  |  | 3.2 | 6.9 | 0.02 |  | 0.04 |  | Al: 0.28; As: 0.0025; Cd: 0.0002; Cr: 0.0025; Cu: 0.002; Fe: 0.06; Mn: 0.002; Ni: 0.0025; Pb: 0.002; Zn: 0.01
3 | 2000-12-25 | 1 |  | 47.2 | 29 | 0.38 |  | 6.27 |  | 1.37 | 4.1 |  |  | 2.4 | 7 | 0.02 |  | 0.03 |  | Al: 0.025; As: 0.0025; Cd: 0.0002; Cr: 0.0025; Cu: 0.002; Fe: 0.11; Mn: 0.002; Ni: 0.0025; Pb: 0.0005; Zn: 0.002
4 | 2000-12-26 | 1 |  | 32 | 21 | 0.75 |  | 6.45 |  | 0.73 | 4.1 |  |  | 2.4 | 6.8 | 0.03 |  | 0.01 |  | Al: 0.11; Cd: 0.0003; Cu: 0.003; Fe: 0.03; Mn: 0.003; Pb: 0.0005; Zn: 0.003
5 | 2000-12-27 | 1 |  | 31 | 34 | 0.67 |  | 6.12 |  | 0.69 | 3.86 |  |  | 2.8 | 5.1 | 0.03 |  | 0.01 |  | Cd: 0.0003; Cu: 0.003; Fe: 0.1; Mn: 0.003; Pb: 0.0005; Zn: 0.003
6 | 2000-12-28 | 1 |  | 42.6 | 23 | 0.48 |  | 5.98 |  | 0.56 | 5.7 |  |  | 2.1 | 9.6 | 0.03 | 3 | 0.01 |  | Al: 0.05; Cd: 0.0003; Cu: 0.003; Fe: 0.02; Mn: 0.003; Pb: 0.0005; Zn: 0.003
7 | 2000-12-29 | 1 |  | 40.2 | 25 | 0.36 |  | 6.31 |  | 0.85 | 4.1 |  |  | 2.7 | 9.7 | 0.03 | 2 | 0.01 |  | Al: 0.025; Cd: 0.0003; Cu: 0.003; Fe: 0.07; Mn: 0.003; Pb: 0.0005; Zn: 0.003
8 | 2000-12-30 | 1 |  | 43.8 | 24 | 0.61 |  | 5.99 |  | 0.65 | 5.5 |  |  | 2.8 | 9.6 | 0.03 | 3.2 | 0.01 |  | Al: 0.07; Cd: 0.0003; Cu: 0.003; Fe: 0.07; Mn: 0.03; Pb: 0.0005; Zn: 0.003
9 | 2000-12-31 | 1 |  | 28 | 5 | 0.87 |  | 5.85 |  | 0.98 | 4.39 |  |  | 2.3 | 7.8 | 0.02 |  | 0.005 |  | Al: 0.17; As: 0.0025; Cd: 0.0007; Cr: 0.0025; Cu: 0.02; Fe: 0.11; Mn: 0.02; Ni: 0.0025; Pb: 0.003; Zn: 0.13
10 | 2001-01-01 | 1 |  | 42.9 | 21 | 0.26 |  | 6.24 |  | 0.8 | 5.9 |  |  | 2.5 | 9.9 | 0.025 | 2.8 | 0.01 |  | Al: 0.025; Cd: 0.00025; Cu: 0.0025; Fe: 0.005; Mn: 0.005; Pb: 0.0005; Zn: 0.002
11 | 2001-01-02 | 1 |  | 43.4 | 16 | 0.36 |  | 6.32 |  | 1.16 | 6.27 |  |  | 1.4 | 7.1 | 0.005 | 3.7 | 0.005 |  | Al: 0.16; Cd: 0.001; Cr: 0.005; Cu: 0.01; Fe: 0.13; Mn: 0.03; Ni: 0.005; Pb: 0.0005; Zn: 0.005
12 | 2001-01-03 | 1 |  | 41.6 | 25 | 0.72 |  | 5.83 |  | 0.89 | 5.5 |  |  | 2 | 9.9 | 0.025 | 3.5 | 0.005 |  | Al: 0.12; Cd: 0.00025; Cu: 0.005; Fe: 0.07; Mn: 0.04; Pb: 0.0005; Zn: 0.01
13 | 2001-01-04 | 1 |  | 40.8 | 21 | 0.32 |  | 5.94 |  | 0.92 | 4.72 |  |  | 2 | 9.5 | 0.025 | 3.2 | 0.005 |  | Al: 0.17; Cd: 0.0005; Cr: 0.0025; Cu: 0.005; Fe: 0.07; Mn: 0.02; Ni: 0.0025; Pb: 0.001; Zn: 0.005
14 | 2001-01-05 | 1 |  | 40.4 | 21 | 0.38 |  | 6.09 |  | 0.87 | 5.11 |  |  | 1.5 | 9.3 | 0.025 | 3 | 0.005 |  | Al: 0.07; Cd: 0.0005; Cr: 0.0025; Cu: 0.005; Fe: 0.03; Mn: 0.01; Ni: 0.0025; Pb: 0.0005; Zn: 0.005
15 | 2001-01-06 | 1 |  | 36.3 | 28 | 1.2 |  | 6.23 |  | 1.07 | 5.16 |  |  | 1.6 | 7.2 | 0.025 | 4.1 | 0.005 |  | Al: 0.24; Cd: 0.0005; Cr: 0.0025; Cu: 0.005; Fe: 0.11; Mn: 0.02; Ni: 0.0025; Pb: 0.004; Zn: 0.005
16 | 2001-01-07 | 1 |  | 38.7 | 22 | 0.73 |  | 6.07 |  | 0.84 | 4.4 |  |  | 1.8 | 7.3 | 0.025 | 2.5 | 0.005 |  | Al: 0.025; Cd: 0.0005; Cr: 0.0025; Cu: 0.005; Fe: 0.04; Mn: 0.01; Ni: 0.0025; Pb: 0.0005; Zn: 0.005
17 | 2001-01-08 | 1 |  | 42.5 | 24 | 0.83 |  | 6.1 |  | 0.84 | 4.04 |  |  | 1.4 | 7.8 | 0.025 | 1.9 | 0.005 |  | Al: 0.025; As: 0.005; Cd: 0.0005; Cr: 0.0025; Cu: 0.005; Fe: 0.03; Mn: 0.02; Ni: 0.0025; Pb: 0.0005; Zn: 0.005
18 | 2001-01-09 | 1 |  | 45.2 | 20 | 0.35 |  | 6.29 |  | 0.48 | 5.31 |  |  | 1.5 | 8.5 | 0.005 | 3.4 | 0.005 |  | Al: 0.025; Cd: 0.0005; Cr: 0.005; Cu: 0.005; Fe: 0.005; Mn: 0.005; Ni: 0.005; Pb: 0.0005; Zn: 0.005
19 | 2001-01-10 | 1 |  | 40.8 | 29 | 0.63 |  | 6.25 |  | 0.68 | 4.3 |  |  | 2.9 | 9 | 0.025 | 1.6 | 0.01 |  | Al: 0.025; Cd: 0.00025; Cu: 0.0025; Fe: 0.08; Mn: 0.01; Pb: 0.0005; Zn: 0.003

## OUTLIERS
Normal Range: Mean Plus and/or Minus Two Standard Deviation
C:\WINDOWS\Desktop\testdata1.xls
| Date | Group | Temp | Condl | Color | Turb | DO | PH | Alk | Ca | Na | Mg | K | Sulphate | Chloride | Fluoride | DOC | P | Nitrate | N | Si | Al | As | Ba | Be | Cd | Co | Cr | Cu | Fe | Hg | Li | Mn | Mo | Ni | Pb | Se | Sr | V | Zn
|  |  | (°C) | (uS/cm) | (TCU) | (JTU) |  |  | (mg/l) | (mg/l) | (mg/l) | (mg/l) | (mg/l) | (mg/l) | (mg/l) | (mg/l) | (mg/l) | (mg/l) | (mg/l) | (mg/l) | (mg/l) | (mg/l) | (mg/l) | (mg/l) | (µg/l) | (mg/l) | (mg/l) | (mg/l) | (mg/l) | (mg/l) | (mg/l) | (mg/l) | (mg/l) | (mg/l) | (mg/l) | (mg/l) | (mg/l) | (mg/l) | (mg/l) | (mg/l)
1 | 2000-12-23 | 1 |  | 44.1 | 24 | 0.47 |  | 6.38 |  | 1.14 | 5.8 |  |  | 2 | 10.1 | 0.025 | 3.7 | 0.01 |  | Al: 0.06; Cd: 0.00025; Cu: 0.0025; Fe: 0.04; Mn: 0.003; Pb: 0.0005; Zn: 0.003
2 | 2000-12-24 | 1 |  | 37.6 | 28 | 0.65 |  | 6.36 |  | 1.11 | 4.1 |  |  | 3.2 | 6.9 | 0.02 |  | 0.04 |  | Al: 0.28; As: 0.0025; Cd: 0.0002; Cr: 0.0025; Cu: 0.002; Fe: 0.06; Mn: 0.002; Ni: 0.0025; Pb: 0.002; Zn: 0.01
3 | 2000-12-25 | 1 |  | 47.2 | 29 | 0.38 |  | 6.27 |  | 1.37 | 4.1 |  |  | 2.4 | 7 | 0.02 |  | 0.03 |  | Al: 0.025; As: 0.0025; Cd: 0.0002; Cr: 0.0025; Cu: 0.002; Fe: 0.11; Mn: 0.002; Ni: 0.0025; Pb: 0.0005; Zn: 0.002
4 | 2000-12-26 | 1 |  | 32 | 21 | 0.75 |  | 6.45 |  | 0.73 | 4.1 |  |  | 2.4 | 6.8 | 0.03 |  | 0.01 |  | Al: 0.11; Cd: 0.0003; Cu: 0.003; Fe: 0.03; Mn: 0.003; Pb: 0.0005; Zn: 0.003
5 | 2000-12-27 | 1 |  | 31 | 34 | 0.67 |  | 6.12 |  | 0.69 | 3.86 |  |  | 2.8 | 5.1 | 0.03 |  | 0.01 |  | Cd: 0.0003; Cu: 0.003; Fe: 0.1; Mn: 0.003; Pb: 0.0005; Zn: 0.003
6 | 2000-12-28 | 1 |  | 42.6 | 23 | 0.48 |  | 5.98 |  | 0.56 | 5.7 |  |  | 2.1 | 9.6 | 0.03 | 3 | 0.01 |  | Al: 0.05; Cd: 0.0003; Cu: 0.003; Fe: 0.02; Mn: 0.003; Pb: 0.0005; Zn: 0.003
7 | 2000-12-29 | 1 |  | 40.2 | 25 | 0.36 |  | 6.31 |  | 0.85 | 4.1 |  |  | 2.7 | 9.7 | 0.03 | 2 | 0.01 |  | Al: 0.025; Cd: 0.0003; Cu: 0.003; Fe: 0.07; Mn: 0.003; Pb: 0.0005; Zn: 0.003
8 | 2000-12-30 | 1 |  | 43.8 | 24 | 0.61 |  | 5.99 |  | 0.65 | 5.5 |  |  | 2.8 | 9.6 | 0.03 | 3.2 | 0.01 |  | Al: 0.07; Cd: 0.0003; Cu: 0.003; Fe: 0.07; Mn: 0.03; Pb: 0.0005; Zn: 0.003
9 | 2000-12-31 | 1 |  | 28 | 5 | 0.87 |  | 5.85 |  | 0.98 | 4.39 |  |  | 2.3 | 7.8 | 0.02 |  | 0.005 |  | Al: 0.17; As: 0.0025; Cd: 0.0007; Cr: 0.0025; Cu: 0.02; Fe: 0.11; Mn: 0.02; Ni: 0.0025; Pb: 0.003; Zn: 0.13
10 | 2001-01-01 | 1 |  | 42.9 | 21 | 0.26 |  | 6.24 |  | 0.8 | 5.9 |  |  | 2.5 | 9.9 | 0.025 | 2.8 | 0.01 |  | Al: 0.025; Cd: 0.00025; Cu: 0.0025; Fe: 0.005; Mn: 0.005; Pb: 0.0005; Zn: 0.002
11 | 2001-01-02 | 1 |  | 43.4 | 16 | 0.36 |  | 6.32 |  | 1.16 | 6.27 |  |  | 1.4 | 7.1 | 0.005 | 3.7 | 0.005 |  | Al: 0.16; Cd: 0.001; Cr: 0.005; Cu: 0.01; Fe: 0.13; Mn: 0.03; Ni: 0.005; Pb: 0.0005; Zn: 0.005
12 | 2001-01-03 | 1 |  | 41.6 | 25 | 0.72 |  | 5.83 |  | 0.89 | 5.5 |  |  | 2 | 9.9 | 0.025 | 3.5 | 0.005 |  | Al: 0.12; Cd: 0.00025; Cu: 0.005; Fe: 0.07; Mn: 0.04; Pb: 0.0005; Zn: 0.01
13 | 2001-01-04 | 1 |  | 40.8 | 21 | 0.32 |  | 5.94 |  | 0.92 | 4.72 |  |  | 2 | 9.5 | 0.025 | 3.2 | 0.005 |  | Al: 0.17; Cd: 0.0005; Cr: 0.0025; Cu: 0.005; Fe: 0.07; Mn: 0.02; Ni: 0.0025; Pb: 0.001; Zn: 0.005
14 | 2001-01-05 | 1 |  | 40.4 | 21 | 0.38 |  | 6.09 |  | 0.87 | 5.11 |  |  | 1.5 | 9.3 | 0.025 | 3 | 0.005 |  | Al: 0.07; Cd: 0.0005; Cr: 0.0025; Cu: 0.005; Fe: 0.03; Mn: 0.01; Ni: 0.0025; Pb: 0.0005; Zn: 0.005
15 | 2001-01-06 | 1 |  | 36.3 | 28 | 1.2 |  | 6.23 |  | 1.07 | 5.16 |  |  | 1.6 | 7.2 | 0.025 | 4.1 | 0.005 |  | Al: 0.24; Cd: 0.0005; Cr: 0.0025; Cu: 0.005; Fe: 0.11; Mn: 0.02; Ni: 0.0025; Pb: 0.004; Zn: 0.005
16 | 2001-01-07 | 1 |  | 38.7 | 22 | 0.73 |  | 6.07 |  | 0.84 | 4.4 |  |  | 1.8 | 7.3 | 0.025 | 2.5 | 0.005 |  | Al: 0.025; Cd: 0.0005; Cr: 0.0025; Cu: 0.005; Fe: 0.04; Mn: 0.01; Ni: 0.0025; Pb: 0.0005; Zn: 0.005
17 | 2001-01-08 | 1 |  | 42.5 | 24 | 0.83 |  | 6.1 |  | 0.84 | 4.04 |  |  | 1.4 | 7.8 | 0.025 | 1.9 | 0.005 |  | Al: 0.025; As: 0.005; Cd: 0.0005; Cr: 0.0025; Cu: 0.005; Fe: 0.03; Mn: 0.02; Ni: 0.0025; Pb: 0.0005; Zn: 0.005
18 | 2001-01-09 | 1 |  | 45.2 | 20 | 0.35 |  | 6.29 |  | 0.48 | 5.31 |  |  | 1.5 | 8.5 | 0.005 | 3.4 | 0.005 |  | Al: 0.025; Cd: 0.0005; Cr: 0.005; Cu: 0.005; Fe: 0.005; Mn: 0.005; Ni: 0.005; Pb: 0.0005; Zn: 0.005
19 | 2001-01-10 | 1 |  | 40.8 | 29 | 0.63 |  | 6.25 |  | 0.68 | 4.3 |  |  | 2.9 | 9 | 0.025 | 1.6 | 0.01 |  | Al: 0.025; Cd: 0.00025; Cu: 0.0025; Fe: 0.08; Mn: 0.01; Pb: 0.0005; Zn: 0.003
Normal Range: 90th Percentile Data
C:\WINDOWS\Desktop\testdata1.xls
| Date | Group | Temp | Condl | Color | Turb | DO | PH | Alk | Ca | Na | Mg | K | Sulphate | Chloride | Fluoride | DOC | P | Nitrate | N | Si | Al | As | Ba | Be | Cd | Co | Cr | Cu | Fe | Hg | Li | Mn | Mo | Ni | Pb | Se | Sr | V | Zn
|  |  | (°C) | (uS/cm) | (TCU) | (JTU) |  |  | (mg/l) | (mg/l) | (mg/l) | (mg/l) | (mg/l) | (mg/l) | (mg/l) | (mg/l) | (mg/l) | (mg/l) | (mg/l) | (mg/l) | (mg/l) | (mg/l) | (mg/l) | (mg/l) | (µg/l) | (mg/l) | (mg/l) | (mg/l) | (mg/l) | (mg/l) | (mg/l) | (mg/l) | (mg/l) | (mg/l) | (mg/l) | (mg/l) | (mg/l) | (mg/l) | (mg/l) | (mg/l)
1 | 2000-12-23 | 1 |  | 44.1 | 24 | 0.47 |  | 6.38 |  | 1.14 | 5.8 |  |  | 2 | 10.1 | 0.025 | 3.7 | 0.01 |  | Al: 0.06; Cd: 0.00025; Cu: 0.0025; Fe: 0.04; Mn: 0.003; Pb: 0.0005; Zn: 0.003
2 | 2000-12-24 | 1 |  | 37.6 | 28 | 0.65 |  | 6.36 |  | 1.11 | 4.1 |  |  | 3.2 | 6.9 | 0.02 |  | 0.04 |  | Al: 0.28; As: 0.0025; Cd: 0.0002; Cr: 0.0025; Cu: 0.002; Fe: 0.06; Mn: 0.002; Ni: 0.0025; Pb: 0.002; Zn: 0.01
3 | 2000-12-25 | 1 |  | 47.2 | 29 | 0.38 |  | 6.27 |  | 1.37 | 4.1 |  |  | 2.4 | 7 | 0.02 |  | 0.03 |  | Al: 0.025; As: 0.0025; Cd: 0.0002; Cr: 0.0025; Cu: 0.002; Fe: 0.11; Mn: 0.002; Ni: 0.0025; Pb: 0.0005; Zn: 0.002
4 | 2000-12-26 | 1 |  | 32 | 21 | 0.75 |  | 6.45 |  | 0.73 | 4.1 |  |  | 2.4 | 6.8 | 0.03 |  | 0.01 |  | Al: 0.11; Cd: 0.0003; Cu: 0.003; Fe: 0.03; Mn: 0.003; Pb: 0.0005; Zn: 0.003
5 | 2000-12-27 | 1 |  | 31 | 34 | 0.67 |  | 6.12 |  | 0.69 | 3.86 |  |  | 2.8 | 5.1 | 0.03 |  | 0.01 |  | Cd: 0.0003; Cu: 0.003; Fe: 0.1; Mn: 0.003; Pb: 0.0005; Zn: 0.003
6 | 2000-12-28 | 1 |  | 42.6 | 23 | 0.48 |  | 5.98 |  | 0.56 | 5.7 |  |  | 2.1 | 9.6 | 0.03 | 3 | 0.01 |  | Al: 0.05; Cd: 0.0003; Cu: 0.003; Fe: 0.02; Mn: 0.003; Pb: 0.0005; Zn: 0.003
7 | 2000-12-29 | 1 |  | 40.2 | 25 | 0.36 |  | 6.31 |  | 0.85 | 4.1 |  |  | 2.7 | 9.7 | 0.03 | 2 | 0.01 |  | Al: 0.025; Cd: 0.0003; Cu: 0.003; Fe: 0.07; Mn: 0.003; Pb: 0.0005; Zn: 0.003
8 | 2000-12-30 | 1 |  | 43.8 | 24 | 0.61 |  | 5.99 |  | 0.65 | 5.5 |  |  | 2.8 | 9.6 | 0.03 | 3.2 | 0.01 |  | Al: 0.07; Cd: 0.0003; Cu: 0.003; Fe: 0.07; Mn: 0.03; Pb: 0.0005; Zn: 0.003
9 | 2000-12-31 | 1 |  | 28 | 5 | 0.87 |  | 5.85 |  | 0.98 | 4.39 |  |  | 2.3 | 7.8 | 0.02 |  | 0.005 |  | Al: 0.17; As: 0.0025; Cd: 0.0007; Cr: 0.0025; Cu: 0.02; Fe: 0.11; Mn: 0.02; Ni: 0.0025; Pb: 0.003; Zn: 0.13
10 | 2001-01-01 | 1 |  | 42.9 | 21 | 0.26 |  | 6.24 |  | 0.8 | 5.9 |  |  | 2.5 | 9.9 | 0.025 | 2.8 | 0.01 |  | Al: 0.025; Cd: 0.00025; Cu: 0.0025; Fe: 0.005; Mn: 0.005; Pb: 0.0005; Zn: 0.002
11 | 2001-01-02 | 1 |  | 43.4 | 16 | 0.36 |  | 6.32 |  | 1.16 | 6.27 |  |  | 1.4 | 7.1 | 0.005 | 3.7 | 0.005 |  | Al: 0.16; Cd: 0.001; Cr: 0.005; Cu: 0.01; Fe: 0.13; Mn: 0.03; Ni: 0.005; Pb: 0.0005; Zn: 0.005
12 | 2001-01-03 | 1 |  | 41.6 | 25 | 0.72 |  | 5.83 |  | 0.89 | 5.5 |  |  | 2 | 9.9 | 0.025 | 3.5 | 0.005 |  | Al: 0.12; Cd: 0.00025; Cu: 0.005; Fe: 0.07; Mn: 0.04; Pb: 0.0005; Zn: 0.01
13 | 2001-01-04 | 1 |  | 40.8 | 21 | 0.32 |  | 5.94 |  | 0.92 | 4.72 |  |  | 2 | 9.5 | 0.025 | 3.2 | 0.005 |  | Al: 0.17; Cd: 0.0005; Cr: 0.0025; Cu: 0.005; Fe: 0.07; Mn: 0.02; Ni: 0.0025; Pb: 0.001; Zn: 0.005
14 | 2001-01-05 | 1 |  | 40.4 | 21 | 0.38 |  | 6.09 |  | 0.87 | 5.11 |  |  | 1.5 | 9.3 | 0.025 | 3 | 0.005 |  | Al: 0.07; Cd: 0.0005; Cr: 0.0025; Cu: 0.005; Fe: 0.03; Mn: 0.01; Ni: 0.0025; Pb: 0.0005; Zn: 0.005
15 | 2001-01-06 | 1 |  | 36.3 | 28 | 1.2 |  | 6.23 |  | 1.07 | 5.16 |  |  | 1.6 | 7.2 | 0.025 | 4.1 | 0.005 |  | Al: 0.24; Cd: 0.0005; Cr: 0.0025; Cu: 0.005; Fe: 0.11; Mn: 0.02; Ni: 0.0025; Pb: 0.004; Zn: 0.005
16 | 2001-01-07 | 1 |  | 38.7 | 22 | 0.73 |  | 6.07 |  | 0.84 | 4.4 |  |  | 1.8 | 7.3 | 0.025 | 2.5 | 0.005 |  | Al: 0.025; Cd: 0.0005; Cr: 0.0025; Cu: 0.005; Fe: 0.04; Mn: 0.01; Ni: 0.0025; Pb: 0.0005; Zn: 0.005
17 | 2001-01-08 | 1 |  | 42.5 | 24 | 0.83 |  | 6.1 |  | 0.84 | 4.04 |  |  | 1.4 | 7.8 | 0.025 | 1.9 | 0.005 |  | Al: 0.025; As: 0.005; Cd: 0.0005; Cr: 0.0025; Cu: 0.005; Fe: 0.03; Mn: 0.02; Ni: 0.0025; Pb: 0.0005; Zn: 0.005
18 | 2001-01-09 | 1 |  | 45.2 | 20 | 0.35 |  | 6.29 |  | 0.48 | 5.31 |  |  | 1.5 | 8.5 | 0.005 | 3.4 | 0.005 |  | Al: 0.025; Cd: 0.0005; Cr: 0.005; Cu: 0.005; Fe: 0.005; Mn: 0.005; Ni: 0.005; Pb: 0.0005; Zn: 0.005
19 | 2001-01-10 | 1 |  | 40.8 | 29 | 0.63 |  | 6.25 |  | 0.68 | 4.3 |  |  | 2.9 | 9 | 0.025 | 1.6 | 0.01 |  | Al: 0.025; Cd: 0.00025; Cu: 0.0025; Fe: 0.08; Mn: 0.01; Pb: 0.0005; Zn: 0.003
Normal Range: 95th Percentile Data
C:\WINDOWS\Desktop\testdata1.xls
| Date | Group | Temp | Condl | Color | Turb | DO | PH | Alk | Ca | Na | Mg | K | Sulphate | Chloride | Fluoride | DOC | P | Nitrate | N | Si | Al | As | Ba | Be | Cd | Co | Cr | Cu | Fe | Hg | Li | Mn | Mo | Ni | Pb | Se | Sr | V | Zn
|  |  | (°C) | (uS/cm) | (TCU) | (JTU) |  |  | (mg/l) | (mg/l) | (mg/l) | (mg/l) | (mg/l) | (mg/l) | (mg/l) | (mg/l) | (mg/l) | (mg/l) | (mg/l) | (mg/l) | (mg/l) | (mg/l) | (mg/l) | (mg/l) | (µg/l) | (mg/l) | (mg/l) | (mg/l) | (mg/l) | (mg/l) | (mg/l) | (mg/l) | (mg/l) | (mg/l) | (mg/l) | (mg/l) | (mg/l) | (mg/l) | (mg/l) | (mg/l)
1 | 2000-12-23 | 1 |  | 44.1 | 24 | 0.47 |  | 6.38 |  | 1.14 | 5.8 |  |  | 2 | 10.1 | 0.025 | 3.7 | 0.01 |  | Al: 0.06; Cd: 0.00025; Cu: 0.0025; Fe: 0.04; Mn: 0.003; Pb: 0.0005; Zn: 0.003
2 | 2000-12-24 | 1 |  | 37.6 | 28 | 0.65 |  | 6.36 |  | 1.11 | 4.1 |  |  | 3.2 | 6.9 | 0.02 |  | 0.04 |  | Al: 0.28; As: 0.0025; Cd: 0.0002; Cr: 0.0025; Cu: 0.002; Fe: 0.06; Mn: 0.002; Ni: 0.0025; Pb: 0.002; Zn: 0.01
3 | 2000-12-25 | 1 |  | 47.2 | 29 | 0.38 |  | 6.27 |  | 1.37 | 4.1 |  |  | 2.4 | 7 | 0.02 |  | 0.03 |  | Al: 0.025; As: 0.0025; Cd: 0.0002; Cr: 0.0025; Cu: 0.002; Fe: 0.11; Mn: 0.002; Ni: 0.0025; Pb: 0.0005; Zn: 0.002
4 | 2000-12-26 | 1 |  | 32 | 21 | 0.75 |  | 6.45 |  | 0.73 | 4.1 |  |  | 2.4 | 6.8 | 0.03 |  | 0.01 |  | Al: 0.11; Cd: 0.0003; Cu: 0.003; Fe: 0.03; Mn: 0.003; Pb: 0.0005; Zn: 0.003
5 | 2000-12-27 | 1 |  | 31 | 34 | 0.67 |  | 6.12 |  | 0.69 | 3.86 |  |  | 2.8 | 5.1 | 0.03 |  | 0.01 |  | Cd: 0.0003; Cu: 0.003; Fe: 0.1; Mn: 0.003; Pb: 0.0005; Zn: 0.003
6 | 2000-12-28 | 1 |  | 42.6 | 23 | 0.48 |  | 5.98 |  | 0.56 | 5.7 |  |  | 2.1 | 9.6 | 0.03 | 3 | 0.01 |  | Al: 0.05; Cd: 0.0003; Cu: 0.003; Fe: 0.02; Mn: 0.003; Pb: 0.0005; Zn: 0.003
7 | 2000-12-29 | 1 |  | 40.2 | 25 | 0.36 |  | 6.31 |  | 0.85 | 4.1 |  |  | 2.7 | 9.7 | 0.03 | 2 | 0.01 |  | Al: 0.025; Cd: 0.0003; Cu: 0.003; Fe: 0.07; Mn: 0.003; Pb: 0.0005; Zn: 0.003
8 | 2000-12-30 | 1 |  | 43.8 | 24 | 0.61 |  | 5.99 |  | 0.65 | 5.5 |  |  | 2.8 | 9.6 | 0.03 | 3.2 | 0.01 |  | Al: 0.07; Cd: 0.0003; Cu: 0.003; Fe: 0.07; Mn: 0.03; Pb: 0.0005; Zn: 0.003
9 | 2000-12-31 | 1 |  | 28 | 5 | 0.87 |  | 5.85 |  | 0.98 | 4.39 |  |  | 2.3 | 7.8 | 0.02 |  | 0.005 |  | Al: 0.17; As: 0.0025; Cd: 0.0007; Cr: 0.0025; Cu: 0.02; Fe: 0.11; Mn: 0.02; Ni: 0.0025; Pb: 0.003; Zn: 0.13
10 | 2001-01-01 | 1 |  | 42.9 | 21 | 0.26 |  | 6.24 |  | 0.8 | 5.9 |  |  | 2.5 | 9.9 | 0.025 | 2.8 | 0.01 |  | Al: 0.025; Cd: 0.00025; Cu: 0.0025; Fe: 0.005; Mn: 0.005; Pb: 0.0005; Zn: 0.002
11 | 2001-01-02 | 1 |  | 43.4 | 16 | 0.36 |  | 6.32 |  | 1.16 | 6.27 |  |  | 1.4 | 7.1 | 0.005 | 3.7 | 0.005 |  | Al: 0.16; Cd: 0.001; Cr: 0.005; Cu: 0.01; Fe: 0.13; Mn: 0.03; Ni: 0.005; Pb: 0.0005; Zn: 0.005
12 | 2001-01-03 | 1 |  | 41.6 | 25 | 0.72 |  | 5.83 |  | 0.89 | 5.5 |  |  | 2 | 9.9 | 0.025 | 3.5 | 0.005 |  | Al: 0.12; Cd: 0.00025; Cu: 0.005; Fe: 0.07; Mn: 0.04; Pb: 0.0005; Zn: 0.01
13 | 2001-01-04 | 1 |  | 40.8 | 21 | 0.32 |  | 5.94 |  | 0.92 | 4.72 |  |  | 2 | 9.5 | 0.025 | 3.2 | 0.005 |  | Al: 0.17; Cd: 0.0005; Cr: 0.0025; Cu: 0.005; Fe: 0.07; Mn: 0.02; Ni: 0.0025; Pb: 0.001; Zn: 0.005
14 | 2001-01-05 | 1 |  | 40.4 | 21 | 0.38 |  | 6.09 |  | 0.87 | 5.11 |  |  | 1.5 | 9.3 | 0.025 | 3 | 0.005 |  | Al: 0.07; Cd: 0.0005; Cr: 0.0025; Cu: 0.005; Fe: 0.03; Mn: 0.01; Ni: 0.0025; Pb: 0.0005; Zn: 0.005
15 | 2001-01-06 | 1 |  | 36.3 | 28 | 1.2 |  | 6.23 |  | 1.07 | 5.16 |  |  | 1.6 | 7.2 | 0.025 | 4.1 | 0.005 |  | Al: 0.24; Cd: 0.0005; Cr: 0.0025; Cu: 0.005; Fe: 0.11; Mn: 0.02; Ni: 0.0025; Pb: 0.004; Zn: 0.005
16 | 2001-01-07 | 1 |  | 38.7 | 22 | 0.73 |  | 6.07 |  | 0.84 | 4.4 |  |  | 1.8 | 7.3 | 0.025 | 2.5 | 0.005 |  | Al: 0.025; Cd: 0.0005; Cr: 0.0025; Cu: 0.005; Fe: 0.04; Mn: 0.01; Ni: 0.0025; Pb: 0.0005; Zn: 0.005
17 | 2001-01-08 | 1 |  | 42.5 | 24 | 0.83 |  | 6.1 |  | 0.84 | 4.04 |  |  | 1.4 | 7.8 | 0.025 | 1.9 | 0.005 |  | Al: 0.025; As: 0.005; Cd: 0.0005; Cr: 0.0025; Cu: 0.005; Fe: 0.03; Mn: 0.02; Ni: 0.0025; Pb: 0.0005; Zn: 0.005
18 | 2001-01-09 | 1 |  | 45.2 | 20 | 0.35 |  | 6.29 |  | 0.48 | 5.31 |  |  | 1.5 | 8.5 | 0.005 | 3.4 | 0.005 |  | Al: 0.025; Cd: 0.0005; Cr: 0.005; Cu: 0.005; Fe: 0.005; Mn: 0.005; Ni: 0.005; Pb: 0.0005; Zn: 0.005
19 | 2001-01-10 | 1 |  | 40.8 | 29 | 0.63 |  | 6.25 |  | 0.68 | 4.3 |  |  | 2.9 | 9 | 0.025 | 1.6 | 0.01 |  | Al: 0.025; Cd: 0.00025; Cu: 0.0025; Fe: 0.08; Mn: 0.01; Pb: 0.0005; Zn: 0.003

## SENSITIVITY
C:\WINDOWS\Desktop\testdata1.xls
| Date | Group | Temp | Condl | Color | Turb | DO | PH | Alk | Ca | Na | Mg | K | Sulphate | Chloride | Fluoride | DOC | P | Nitrate | N | Si | Al | As | Ba | Be | Cd | Co | Cr | Cu | Fe | Hg | Li | Mn | Mo | Ni | Pb | Se | Sr | V | Zn
|  |  | (°C) | (uS/cm) | (TCU) | (JTU) |  |  | (mg/l) | (mg/l) | (mg/l) | (mg/l) | (mg/l) | (mg/l) | (mg/l) | (mg/l) | (mg/l) | (mg/l) | (mg/l) | (mg/l) | (mg/l) | (mg/l) | (mg/l) | (mg/l) | (µg/l) | (mg/l) | (mg/l) | (mg/l) | (mg/l) | (mg/l) | (mg/l) | (mg/l) | (mg/l) | (mg/l) | (mg/l) | (mg/l) | (mg/l) | (mg/l) | (mg/l) | (mg/l)
1 | 2000-12-23 | 1 |  | 88.2 | 48 | 0.94 |  | 12.76 |  | 2.28 | 11.6 |  |  | 4 | 20.2 | 0.05 | 7.4 | 0.02 |  | Al: 0.12; Cd: 0.0005; Cu: 0.005; Fe: 0.08; Mn: 0.006; Pb: 0.001; Zn: 0.006
2 | 2000-12-24 | 1 |  | 75.2 | 56 | 1.3 |  | 12.72 |  | 2.22 | 8.2 |  |  | 6.4 | 13.8 | 0.04 |  | 0.08 |  | Al: 0.56; As: 0.005; Cd: 0.0004; Cr: 0.005; Cu: 0.004; Fe: 0.12; Mn: 0.004; Ni: 0.005; Pb: 0.004; Zn: 0.02
3 | 2000-12-25 | 1 |  | 94.4 | 58 | 0.76 |  | 12.54 |  | 2.74 | 8.2 |  |  | 4.8 | 14 | 0.04 |  | 0.06 |  | Al: 0.05; As: 0.005; Cd: 0.0004; Cr: 0.005; Cu: 0.004; Fe: 0.22; Mn: 0.004; Ni: 0.005; Pb: 0.001; Zn: 0.004
4 | 2000-12-26 | 1 |  | 64 | 42 | 1.5 |  | 12.9 |  | 1.46 | 8.2 |  |  | 4.8 | 13.6 | 0.06 |  | 0.02 |  | Al: 0.22; Cd: 0.0006; Cu: 0.006; Fe: 0.06; Mn: 0.006; Pb: 0.001; Zn: 0.006
5 | 2000-12-27 | 1 |  | 62 | 68 | 1.34 |  | 12.24 |  | 1.38 | 7.72 |  |  | 5.6 | 10.2 | 0.06 |  | 0.02 |  | Cd: 0.0006; Cu: 0.006; Fe: 0.2; Mn: 0.006; Pb: 0.001; Zn: 0.006
6 | 2000-12-28 | 1 |  | 85.2 | 46 | 0.96 |  | 11.96 |  | 1.12 | 11.4 |  |  | 4.2 | 19.2 | 0.06 | 6 | 0.02 |  | Al: 0.1; Cd: 0.0006; Cu: 0.006; Fe: 0.04; Mn: 0.006; Pb: 0.001; Zn: 0.006
7 | 2000-12-29 | 1 |  | 80.4 | 50 | 0.72 |  | 12.62 |  | 1.7 | 8.2 |  |  | 5.4 | 19.4 | 0.06 | 4 | 0.02 |  | Al: 0.05; Cd: 0.0006; Cu: 0.006; Fe: 0.14; Mn: 0.006; Pb: 0.001; Zn: 0.006
8 | 2000-12-30 | 1 |  | 87.6 | 48 | 1.22 |  | 11.98 |  | 1.3 | 11 |  |  | 5.6 | 19.2 | 0.06 | 6.4 | 0.02 |  | Al: 0.14; Cd: 0.0006; Cu: 0.006; Fe: 0.14; Mn: 0.06; Pb: 0.001; Zn: 0.006
9 | 2000-12-31 | 1 |  | 56 | 10 | 1.74 |  | 11.7 |  | 1.96 | 8.78 |  |  | 4.6 | 15.6 | 0.04 |  | 0.01 |  | Al: 0.34; As: 0.005; Cd: 0.0014; Cr: 0.005; Cu: 0.04; Fe: 0.22; Mn: 0.04; Ni: 0.005; Pb: 0.006; Zn: 0.26
10 | 2001-01-01 | 1 |  | 85.8 | 42 | 0.52 |  | 12.48 |  | 1.6 | 11.8 |  |  | 5 | 19.8 | 0.05 | 5.6 | 0.02 |  | Al: 0.05; Cd: 0.0005; Cu: 0.005; Fe: 0.01; Mn: 0.01; Pb: 0.001; Zn: 0.004
11 | 2001-01-02 | 1 |  | 86.8 | 32 | 0.72 |  | 12.64 |  | 2.32 | 12.54 |  |  | 2.8 | 14.2 | 0.01 | 7.4 | 0.01 |  | Al: 0.32; Cd: 0.002; Cr: 0.01; Cu: 0.02; Fe: 0.26; Mn: 0.06; Ni: 0.01; Pb: 0.001; Zn: 0.01
12 | 2001-01-03 | 1 |  | 83.2 | 50 | 1.44 |  | 11.66 |  | 1.78 | 11 |  |  | 4 | 19.8 | 0.05 | 7 | 0.01 |  | Al: 0.24; Cd: 0.0005; Cu: 0.01; Fe: 0.14; Mn: 0.08; Pb: 0.001; Zn: 0.02
13 | 2001-01-04 | 1 |  | 81.6 | 42 | 0.64 |  | 11.88 |  | 1.84 | 9.44 |  |  | 4 | 19 | 0.05 | 6.4 | 0.01 |  | Al: 0.34; Cd: 0.001; Cr: 0.005; Cu: 0.01; Fe: 0.14; Mn: 0.04; Ni: 0.005; Pb: 0.002; Zn: 0.01
14 | 2001-01-05 | 1 |  | 80.8 | 42 | 0.76 |  | 12.18 |  | 1.74 | 10.22 |  |  | 3 | 18.6 | 0.05 | 6 | 0.01 |  | Al: 0.14; Cd: 0.001; Cr: 0.005; Cu: 0.01; Fe: 0.06; Mn: 0.02; Ni: 0.005; Pb: 0.001; Zn: 0.01
15 | 2001-01-06 | 1 |  | 72.6 | 56 | 2.4 |  | 12.46 |  | 2.14 | 10.32 |  |  | 3.2 | 14.4 | 0.05 | 8.2 | 0.01 |  | Al: 0.48; Cd: 0.001; Cr: 0.005; Cu: 0.01; Fe: 0.22; Mn: 0.04; Ni: 0.005; Pb: 0.008; Zn: 0.01
16 | 2001-01-07 | 1 |  | 77.4 | 44 | 1.46 |  | 12.14 |  | 1.68 | 8.8 |  |  | 3.6 | 14.6 | 0.05 | 5 | 0.01 |  | Al: 0.05; Cd: 0.001; Cr: 0.005; Cu: 0.01; Fe: 0.08; Mn: 0.02; Ni: 0.005; Pb: 0.001; Zn: 0.01
17 | 2001-01-08 | 1 |  | 85 | 48 | 1.66 |  | 12.2 |  | 1.68 | 8.08 |  |  | 2.8 | 15.6 | 0.05 | 3.8 | 0.01 |  | Al: 0.05; As: 0.01; Cd: 0.001; Cr: 0.005; Cu: 0.01; Fe: 0.06; Mn: 0.04; Ni: 0.005; Pb: 0.001; Zn: 0.01
18 | 2001-01-09 | 1 |  | 90.4 | 40 | 0.7 |  | 12.58 |  | 0.96 | 10.62 |  |  | 3 | 17 | 0.01 | 6.8 | 0.01 |  | Al: 0.05; Cd: 0.001; Cr: 0.01; Cu: 0.01; Fe: 0.01; Mn: 0.01; Ni: 0.01; Pb: 0.001; Zn: 0.01
19 | 2001-01-10 | 1 |  | 81.6 | 58 | 1.26 |  | 12.5 |  | 1.36 | 8.6 |  |  | 5.8 | 18 | 0.05 | 3.2 | 0.02 |  | Al: 0.05; Cd: 0.0005; Cu: 0.005; Fe: 0.16; Mn: 0.02; Pb: 0.001; Zn: 0.006

## TURBIDITY
C:\WINDOWS\Desktop\testdata1.xls
| Date | Group | Temp | Condl | Color | Turb | DO | PH | Alk | Ca | Na | Mg | K | Sulphate | Chloride | Fluoride | DOC | P | Nitrate | N | Si | Al | As | Ba | Be | Cd | Co | Cr | Cu | Fe | Hg | Li | Mn | Mo | Ni | Pb | Se | Sr | V | Zn
|  |  | (°C) | (uS/cm) | (TCU) | (JTU) |  |  | (mg/l) | (mg/l) | (mg/l) | (mg/l) | (mg/l) | (mg/l) | (mg/l) | (mg/l) | (mg/l) | (mg/l) | (mg/l) | (mg/l) | (mg/l) | (mg/l) | (mg/l) | (mg/l) | (µg/l) | (mg/l) | (mg/l) | (mg/l) | (mg/l) | (mg/l) | (mg/l) | (mg/l) | (mg/l) | (mg/l) | (mg/l) | (mg/l) | (mg/l) | (mg/l) | (mg/l) | (mg/l)
1 | 2000-12-23 | 1 |  | 44.1 | 24 | 0.47 |  | 6.38 |  | 1.14 | 5.8 |  |  | 2 | 10.1 | 0.025 | 3.7 | 0.01 |  | Al: 0.06; Cd: 0.00025; Cu: 0.0025; Fe: 0.04; Mn: 0.003; Pb: 0.0005; Zn: 0.003
2 | 2000-12-24 | 1 |  | 37.6 | 28 | 0.65 |  | 6.36 |  | 1.11 | 4.1 |  |  | 3.2 | 6.9 | 0.02 |  | 0.04 |  | Al: 0.28; As: 0.0025; Cd: 0.0002; Cr: 0.0025; Cu: 0.002; Fe: 0.06; Mn: 0.002; Ni: 0.0025; Pb: 0.002; Zn: 0.01
3 | 2000-12-25 | 1 |  | 47.2 | 29 | 0.38 |  | 6.27 |  | 1.37 | 4.1 |  |  | 2.4 | 7 | 0.02 |  | 0.03 |  | Al: 0.025; As: 0.0025; Cd: 0.0002; Cr: 0.0025; Cu: 0.002; Fe: 0.11; Mn: 0.002; Ni: 0.0025; Pb: 0.0005; Zn: 0.002
4 | 2000-12-26 | 1 |  | 32 | 21 | 0.75 |  | 6.45 |  | 0.73 | 4.1 |  |  | 2.4 | 6.8 | 0.03 |  | 0.01 |  | Al: 0.11; Cd: 0.0003; Cu: 0.003; Fe: 0.03; Mn: 0.003; Pb: 0.0005; Zn: 0.003
5 | 2000-12-27 | 1 |  | 31 | 34 | 0.67 |  | 6.12 |  | 0.69 | 3.86 |  |  | 2.8 | 5.1 | 0.03 |  | 0.01 |  | Cd: 0.0003; Cu: 0.003; Fe: 0.1; Mn: 0.003; Pb: 0.0005; Zn: 0.003
6 | 2000-12-28 | 1 |  | 42.6 | 23 | 0.48 |  | 5.98 |  | 0.56 | 5.7 |  |  | 2.1 | 9.6 | 0.03 | 3 | 0.01 |  | Al: 0.05; Cd: 0.0003; Cu: 0.003; Fe: 0.02; Mn: 0.003; Pb: 0.0005; Zn: 0.003
7 | 2000-12-29 | 1 |  | 40.2 | 25 | 0.36 |  | 6.31 |  | 0.85 | 4.1 |  |  | 2.7 | 9.7 | 0.03 | 2 | 0.01 |  | Al: 0.025; Cd: 0.0003; Cu: 0.003; Fe: 0.07; Mn: 0.003; Pb: 0.0005; Zn: 0.003
8 | 2000-12-30 | 1 |  | 43.8 | 24 | 0.61 |  | 5.99 |  | 0.65 | 5.5 |  |  | 2.8 | 9.6 | 0.03 | 3.2 | 0.01 |  | Al: 0.07; Cd: 0.0003; Cu: 0.003; Fe: 0.07; Mn: 0.03; Pb: 0.0005; Zn: 0.003
9 | 2000-12-31 | 1 |  | 28 | 5 | 0.87 |  | 5.85 |  | 0.98 | 4.39 |  |  | 2.3 | 7.8 | 0.02 |  | 0.005 |  | Al: 0.17; As: 0.0025; Cd: 0.0007; Cr: 0.0025; Cu: 0.02; Fe: 0.11; Mn: 0.02; Ni: 0.0025; Pb: 0.003; Zn: 0.13
10 | 2001-01-01 | 1 |  | 42.9 | 21 | 0.26 |  | 6.24 |  | 0.8 | 5.9 |  |  | 2.5 | 9.9 | 0.025 | 2.8 | 0.01 |  | Al: 0.025; Cd: 0.00025; Cu: 0.0025; Fe: 0.005; Mn: 0.005; Pb: 0.0005; Zn: 0.002
11 | 2001-01-02 | 1 |  | 43.4 | 16 | 0.36 |  | 6.32 |  | 1.16 | 6.27 |  |  | 1.4 | 7.1 | 0.005 | 3.7 | 0.005 |  | Al: 0.16; Cd: 0.001; Cr: 0.005; Cu: 0.01; Fe: 0.13; Mn: 0.03; Ni: 0.005; Pb: 0.0005; Zn: 0.005
12 | 2001-01-03 | 1 |  | 41.6 | 25 | 0.72 |  | 5.83 |  | 0.89 | 5.5 |  |  | 2 | 9.9 | 0.025 | 3.5 | 0.005 |  | Al: 0.12; Cd: 0.00025; Cu: 0.005; Fe: 0.07; Mn: 0.04; Pb: 0.0005; Zn: 0.01
13 | 2001-01-04 | 1 |  | 40.8 | 21 | 0.32 |  | 5.94 |  | 0.92 | 4.72 |  |  | 2 | 9.5 | 0.025 | 3.2 | 0.005 |  | Al: 0.17; Cd: 0.0005; Cr: 0.0025; Cu: 0.005; Fe: 0.07; Mn: 0.02; Ni: 0.0025; Pb: 0.001; Zn: 0.005
14 | 2001-01-05 | 1 |  | 40.4 | 21 | 0.38 |  | 6.09 |  | 0.87 | 5.11 |  |  | 1.5 | 9.3 | 0.025 | 3 | 0.005 |  | Al: 0.07; Cd: 0.0005; Cr: 0.0025; Cu: 0.005; Fe: 0.03; Mn: 0.01; Ni: 0.0025; Pb: 0.0005; Zn: 0.005
15 | 2001-01-06 | 1 |  | 36.3 | 28 | 1.2 |  | 6.23 |  | 1.07 | 5.16 |  |  | 1.6 | 7.2 | 0.025 | 4.1 | 0.005 |  | Al: 0.24; Cd: 0.0005; Cr: 0.0025; Cu: 0.005; Fe: 0.11; Mn: 0.02; Ni: 0.0025; Pb: 0.004; Zn: 0.005
16 | 2001-01-07 | 1 |  | 38.7 | 22 | 0.73 |  | 6.07 |  | 0.84 | 4.4 |  |  | 1.8 | 7.3 | 0.025 | 2.5 | 0.005 |  | Al: 0.025; Cd: 0.0005; Cr: 0.0025; Cu: 0.005; Fe: 0.04; Mn: 0.01; Ni: 0.0025; Pb: 0.0005; Zn: 0.005
17 | 2001-01-08 | 1 |  | 42.5 | 24 | 0.83 |  | 6.1 |  | 0.84 | 4.04 |  |  | 1.4 | 7.8 | 0.025 | 1.9 | 0.005 |  | Al: 0.025; As: 0.005; Cd: 0.0005; Cr: 0.0025; Cu: 0.005; Fe: 0.03; Mn: 0.02; Ni: 0.0025; Pb: 0.0005; Zn: 0.005
18 | 2001-01-09 | 1 |  | 45.2 | 20 | 0.35 |  | 6.29 |  | 0.48 | 5.31 |  |  | 1.5 | 8.5 | 0.005 | 3.4 | 0.005 |  | Al: 0.025; Cd: 0.0005; Cr: 0.005; Cu: 0.005; Fe: 0.005; Mn: 0.005; Ni: 0.005; Pb: 0.0005; Zn: 0.005
19 | 2001-01-10 | 1 |  | 40.8 | 29 | 0.63 |  | 6.25 |  | 0.68 | 4.3 |  |  | 2.9 | 9 | 0.025 | 1.6 | 0.01 |  | Al: 0.025; Cd: 0.00025; Cu: 0.0025; Fe: 0.08; Mn: 0.01; Pb: 0.0005; Zn: 0.003

## DUALREPORT
CANADIAN WATER QUALITY INDEX 1.0
File Used: C:\WINDOWS\Desktop\testdata1.xls
Original Data Summary | Overall | Drinking | Aquatic | Recreation | Irrigation | Livestock
CWQI | 35 | 85 | 28 | 100 | 95 | 92
Categorization | Poor | Good | Poor | Excellent | Excellent | Good
F1 (Scope) | 50 | 20 | 64 | 0 | 8 | 8
F2 (Frequency) | 31 | 15 | 43 | 0 | 1 | 9
F3 (Amplitude) | 95 | 4 | 97 | 0 | 0 | 5
Minimal Dataset Requirement of 4 Variables | Met | Met | Met | Not Met | Met | Met
Contaminant Analysis of Last Sample | Failed | Passed | Failed | Passed | Passed | Passed
Turbidity Flagging Option | Failed
Sensitivity Data Summary | Overall | Drinking | Aquatic | Recreation | Irrigation | Livestock
CWQI | 30 | 79 | 24 | 17 | 94 | 88
Categorization | Poor | Fair | Poor | Poor | Good | Good
F1 (Scope) | 61 | 27 | 73 | 100 | 8 | 8
F2 (Frequency) | 37 | 19 | 47 | 100 | 5 | 9
F3 (Amplitude) | 98 | 17 | 99 | 27 | 1 | 17
Minimal Dataset Requirement of 4 Variables | Met | Met | Met | Not Met | Met | Met
Contaminant Analysis of Last Sample | Failed | Failed | Failed | Passed | Passed | Passed
Turbidity Flagging Option | Failed

## SUMMARY2
CANADIAN WATER QUALITY INDEX 1.0
C:\Windows\Desktop\GanderData.xls
Summary of Sensitivity Results
| Overall | Drinking | Aquatic | Recreation | Irrigation | Livestock
Number of variables tested | 18 | 15 | 11 | 1 | 12 | 12
Number of variables that failed | 11 | 4 | 8 | 1 | 1 | 1
Variables with most failed tests
Variables with highest nse
Variables that Failed the objectives | Temp | Condl | Color | Turb | DO | pH | ALKT | Ca | Na | Mg | K | SO42- | Cl- | F- | DOC | P | NO3-(NO2-) | N | SiO2 | Al | As | Ba | Be | Cd | Co | Cr | Cu | Fe | Hg | Li | Mn | Mo | Ni | Pb | Se | Sr | V | Zn
Overall | N/A | N/A | Had Failure(s) | Had Failure(s) | No Failures | Had Failure(s) | N/A | No Failures | No Failures | N/A | N/A | No Failures | No Failures | No Failures | N/A | N/A | No Failures | N/A | N/A | Had Failure(s) | Had Failure(s) | No Failures | N/A | Had Failure(s) | N/A | Had Failure(s) | Had Failure(s) | No Failures | No Failures | N/A | Had Failure(s) | No Failures | No Failures | Had Failure(s) | No Failures | N/A | N/A | Had Failure(s)
Drinking | N/A | N/A | Had Failure(s) | Had Failure(s) | N/A | Had Failure(s) | N/A | N/A | No Failures | N/A | N/A | No Failures | No Failures | No Failures | N/A | N/A | N/A | N/A | N/A | N/A | No Failures | No Failures | N/A | No Failures | N/A | No Failures | No Failures | No Failures | No Failures | N/A | Had Failure(s) | N/A | N/A | No Failures | No Failures | N/A | N/A | No Failures
Aquatic | N/A | N/A | N/A | N/A | No Failures | Had Failure(s) | N/A | N/A | N/A | N/A | N/A | N/A | N/A | No Failures | N/A | N/A | N/A | N/A | N/A | Had Failure(s) | Had Failure(s) | N/A | N/A | Had Failure(s) | N/A | Had Failure(s) | Had Failure(s) | No Failures | No Failures | N/A | N/A | No Failures | No Failures | Had Failure(s) | No Failures | N/A | N/A | Had Failure(s)
Recreation | N/A | N/A | N/A | N/A | N/A | Had Failure(s) | N/A | N/A | N/A | N/A | N/A | N/A | N/A | N/A | N/A | N/A | N/A | N/A | N/A | N/A | N/A | N/A | N/A | N/A | N/A | N/A | N/A | N/A | N/A | N/A | N/A | N/A | N/A | N/A | N/A | N/A | N/A | N/A
Irrigation | N/A | N/A | N/A | N/A | N/A | N/A | N/A | N/A | N/A | N/A | N/A | N/A | No Failures | No Failures | N/A | N/A | N/A | N/A | N/A | No Failures | No Failures | N/A | N/A | No Failures | N/A | Had Failure(s) | No Failures | No Failures | N/A | N/A | No Failures | N/A | No Failures | No Failures | No Failures | N/A | N/A | No Failures
Livestock | N/A | N/A | Had Failure(s) | N/A | N/A | N/A | N/A | No Failures | N/A | N/A | N/A | No Failures | N/A | No Failures | N/A | N/A | No Failures | N/A | N/A | No Failures | No Failures | N/A | N/A | No Failures | N/A | No Failures | No Failures | N/A | No Failures | N/A | N/A | N/A | No Failures | No Failures | No Failures | N/A | N/A | No Failures
Number of Tests (Number of Failures) | Temp | Condl | Color | Turb | DO | pH | ALKT | Ca | Na | Mg | K | SO42- | Cl- | F- | DOC | P | NO3-(NO2-) | N | SiO2 | Al | As | Ba | Be | Cd | Co | Cr | Cu | Fe | Hg | Li | Mn | Mo | Ni | Pb | Se | Sr | V | Zn
Overall | N/A | N/A | 19 (18) | 19 (10) | No Data | 19 (19) | N/A | 19 (0) | 19 (0) | N/A | N/A | 19 (0) | 19 (0) | 19 (0) | N/A | N/A | No Data | N/A | N/A | 18 (10) | 4 (1) | No Data | N/A | 19 (19) | N/A | 10 (10) | 19 (19) | 19 (0) | No Data | N/A | 19 (3) | No Data | 10 (0) | 19 (4) | No Data | N/A | N/A | 19 (1)
Drinking | N/A | N/A | 19 (18) | 19 (10) | N/A | 19 (19) | N/A | N/A | 19 (0) | N/A | N/A | 19 (0) | 19 (0) | 19 (0) | N/A | N/A | N/A | N/A | N/A | N/A | 4 (0) | No Data | N/A | 19 (0) | N/A | 10 (0) | 19 (0) | 19 (0) | No Data | N/A | 19 (3) | N/A | N/A | 19 (0) | No Data | N/A | N/A | 19 (0)
Aquatic | N/A | N/A | N/A | N/A | No Data | 19 (19) | N/A | N/A | N/A | N/A | N/A | N/A | N/A | 19 (0) | N/A | N/A | N/A | N/A | N/A | 18 (10) | 4 (1) | N/A | N/A | 19 (19) | N/A | 10 (10) | 19 (19) | 19 (0) | No Data | N/A | N/A | No Data | 10 (0) | 19 (4) | No Data | N/A | N/A | 19 (1)
Recreation | N/A | N/A | N/A | N/A | N/A | 19 (19) | N/A | N/A | N/A | N/A | N/A | N/A | N/A | N/A | N/A | N/A | N/A | N/A | N/A | N/A | N/A | N/A | N/A | N/A | N/A | N/A | N/A | N/A | N/A | N/A | N/A | N/A | N/A | N/A | N/A | N/A | N/A | N/A
Irrigation | N/A | N/A | N/A | N/A | N/A | N/A | N/A | N/A | N/A | N/A | N/A | N/A | 19 (0) | 19 (0) | N/A | N/A | N/A | N/A | N/A | 18 (0) | 4 (0) | N/A | N/A | 19 (0) | N/A | 10 (10) | 19 (0) | 19 (0) | N/A | N/A | 19 (0) | N/A | 10 (0) | 19 (0) | No Data | N/A | N/A | 19 (0)
Livestock | N/A | N/A | 19 (18) | N/A | N/A | N/A | N/A | 19 (0) | N/A | N/A | N/A | 19 (0) | N/A | 19 (0) | N/A | N/A | No Data | N/A | N/A | 18 (0) | 4 (0) | N/A | N/A | 19 (0) | N/A | 10 (0) | 19 (0) | N/A | No Data | N/A | N/A | N/A | 10 (0) | 19 (0) | No Data | N/A | N/A | 19 (0)
Tables entries above with less than 4 tests are highlighted in red
Statistical Summary of Original Data | Temp | Condl | Color | Turb | DO | pH | ALKT | Ca | Na | Mg | K | SO42- | Cl- | F- | DOC | P | NO3-(NO2-) | N | SiO2 | Al | As | Ba | Be | Cd | Co | Cr | Cu | Fe | Hg | Li | Mn | Mo | Ni | Pb | Se | Sr | V | Zn
Minimum |  | 28 | 5 | 0.26 |  | 5.83 |  | 0.48 | 3.86 |  |  | 1.4 | 5.1 | 0.005 | 1.6 | 0.005 |  |  |  | Al: 0.025; As: 0.0025; Cd: 0.0002; Cr: 0.0025; Cu: 0.002; Fe: 0.005; Mn: 0.002; Ni: 0.0025; Pb: 0.0005; Zn: 0.002
Maximum |  | 47.2 | 34 | 1.2 |  | 6.45 |  | 1.37 | 6.27 |  |  | 3.2 | 10.1 | 0.03 | 4.1 | 0.04 |  |  |  | Al: 0.28; As: 0.005; Cd: 0.001; Cr: 0.005; Cu: 0.02; Fe: 0.13; Mn: 0.04; Ni: 0.005; Pb: 0.004; Zn: 0.13
Mean |  | 39.9526 | 23.1579 | 0.58 |  | 6.1616 |  | 0.87526 | 4.8611 |  |  | 2.1737 | 8.3211 | 0.023421 | 2.9714 | 0.010263 |  |  |  | Al: 0.093056; As: 0.003125; Cd: 0.0004; Cr: 0.003; Cu: 0.0048158; Fe: 0.062105; Mn: 0.012579; Ni: 0.003; Pb: 0.00092105; Zn: 0.011053
Median |  | 40.8 | 24 | 0.61 |  | 6.23 |  | 0.85 | 4.72 |  |  | 2.1 | 8.5 | 0.025 | 3.1 | 0.01 |  |  |  | Al: 0.065; As: 0.0025; Cd: 0.0003; Cr: 0.0025; Cu: 0.003; Fe: 0.07; Mn: 0.01; Ni: 0.0025; Pb: 0.0005; Zn: 0.005
Standard Deviation |  | 4.9057 | 5.8603 | 0.23398 |  | 0.17798 |  | 0.21895 | 0.74627 |  |  | 0.53983 | 1.3946 | 0.0070809 | 0.71357 | 0.0089551 |  |  |  | Al: 0.078283; As: 0.0010825; Cd: 0.00019601; Cr: 0.001; Cu: 0.0040138; Fe: 0.036897; Mn: 0.011231; Ni: 0.001; Pb: 0.00096332; Zn: 0.028121
Sensitivity Analysis By Row | Input Values
Data Multiplier | 2
Number of Data Rows Used in Analysis | 20
Statistical Summary of Sensitivity Data | Temp | Condl | Color | Turb | DO | pH | ALKT | Ca | Na | Mg | K | SO42- | Cl- | F- | DOC | P | NO3-(NO2-) | N | SiO2 | Al | As | Ba | Be | Cd | Co | Cr | Cu | Fe | Hg | Li | Mn | Mo | Ni | Pb | Se | Sr | V | Zn
Minimum |  | 56 | 10 | 0.52 |  | 11.66 |  | 0.96 | 7.72 |  |  | 2.8 | 10.2 | 0.01 | 3.2 | 0.01 |  |  |  | Al: 0.05; As: 0.005; Cd: 0.0004; Cr: 0.005; Cu: 0.004; Fe: 0.01; Mn: 0.004; Ni: 0.005; Pb: 0.001; Zn: 0.004
Maximum |  | 94.4 | 68 | 2.4 |  | 12.9 |  | 2.74 | 12.54 |  |  | 6.4 | 20.2 | 0.06 | 8.2 | 0.08 |  |  |  | Al: 0.56; As: 0.01; Cd: 0.002; Cr: 0.01; Cu: 0.04; Fe: 0.26; Mn: 0.08; Ni: 0.01; Pb: 0.008; Zn: 0.26
Mean |  | 79.9053 | 46.3158 | 1.16 |  | 12.3232 |  | 1.7505 | 9.7221 |  |  | 4.3474 | 16.6421 | 0.046842 | 5.9429 | 0.020526 |  |  |  | Al: 0.18611; As: 0.00625; Cd: 0.0008; Cr: 0.006; Cu: 0.0096316; Fe: 0.12421; Mn: 0.025158; Ni: 0.006; Pb: 0.0018421; Zn: 0.022105
Median |  | 81.6 | 48 | 1.22 |  | 12.46 |  | 1.7 | 9.44 |  |  | 4.2 | 17 | 0.05 | 6.2 | 0.02 |  |  |  | Al: 0.13; As: 0.005; Cd: 0.0006; Cr: 0.005; Cu: 0.006; Fe: 0.14; Mn: 0.02; Ni: 0.005; Pb: 0.001; Zn: 0.01
Standard Deviation |  | 9.8114 | 11.7207 | 0.46796 |  | 0.35596 |  | 0.43791 | 1.4925 |  |  | 1.0797 | 2.7891 | 0.014162 | 1.4271 | 0.01791 |  |  |  | Al: 0.15657; As: 0.0021651; Cd: 0.00039203; Cr: 0.002; Cu: 0.0080277; Fe: 0.073793; Mn: 0.022462; Ni: 0.002; Pb: 0.0019266; Zn: 0.056242
Multiplier
Site Specific Aquatic Guidelines | (I)MAC
Aluminum | 0.102
Cadmium | 1.236e-06
Copper | 0.002
Lead | 0.001
Nickel | 0.025

## PASSFAIL2
Overall
C:\WINDOWS\Desktop\testdata1.xls
| Date | Group | Temp | Condl | Color | Turb | DO | PH | Alk | Ca | Na | Mg | K | Sulphate | Chloride | Fluoride | DOC | P | Nitrate | N | Si | Al | As | Ba | Be | Cd | Co | Cr | Cu | Fe | Hg | Li | Mn | Mo | Ni | Pb | Se | Sr | V | Zn
|  |  | (°C) | (uS/cm) | (TCU) | (JTU) |  |  | (mg/l) | (mg/l) | (mg/l) | (mg/l) | (mg/l) | (mg/l) | (mg/l) | (mg/l) | (mg/l) | (mg/l) | (mg/l) | (mg/l) | (mg/l) | (mg/l) | (mg/l) | (mg/l) | (µg/l) | (mg/l) | (mg/l) | (mg/l) | (mg/l) | (mg/l) | (mg/l) | (mg/l) | (mg/l) | (mg/l) | (mg/l) | (mg/l) | (mg/l) | (mg/l) | (mg/l) | (mg/l)
1 | 2000-12-23 | 1 |  | 88.2 | 48 | 0.94 |  | 12.76 |  | 2.28 | 11.6 |  |  | 4 | 20.2 | 0.05 | 7.4 | 0.02 |  | Al: 0.12; Cd: 0.0005; Cu: 0.005; Fe: 0.08; Mn: 0.006; Pb: 0.001; Zn: 0.006
2 | 2000-12-24 | 1 |  | 75.2 | 56 | 1.3 |  | 12.72 |  | 2.22 | 8.2 |  |  | 6.4 | 13.8 | 0.04 |  | 0.08 |  | Al: 0.56; As: 0.005; Cd: 0.0004; Cr: 0.005; Cu: 0.004; Fe: 0.12; Mn: 0.004; Ni: 0.005; Pb: 0.004; Zn: 0.02
3 | 2000-12-25 | 1 |  | 94.4 | 58 | 0.76 |  | 12.54 |  | 2.74 | 8.2 |  |  | 4.8 | 14 | 0.04 |  | 0.06 |  | Al: 0.05; As: 0.005; Cd: 0.0004; Cr: 0.005; Cu: 0.004; Fe: 0.22; Mn: 0.004; Ni: 0.005; Pb: 0.001; Zn: 0.004
4 | 2000-12-26 | 1 |  | 64 | 42 | 1.5 |  | 12.9 |  | 1.46 | 8.2 |  |  | 4.8 | 13.6 | 0.06 |  | 0.02 |  | Al: 0.22; Cd: 0.0006; Cu: 0.006; Fe: 0.06; Mn: 0.006; Pb: 0.001; Zn: 0.006
5 | 2000-12-27 | 1 |  | 62 | 68 | 1.34 |  | 12.24 |  | 1.38 | 7.72 |  |  | 5.6 | 10.2 | 0.06 |  | 0.02 |  | Cd: 0.0006; Cu: 0.006; Fe: 0.2; Mn: 0.006; Pb: 0.001; Zn: 0.006
6 | 2000-12-28 | 1 |  | 85.2 | 46 | 0.96 |  | 11.96 |  | 1.12 | 11.4 |  |  | 4.2 | 19.2 | 0.06 | 6 | 0.02 |  | Al: 0.1; Cd: 0.0006; Cu: 0.006; Fe: 0.04; Mn: 0.006; Pb: 0.001; Zn: 0.006
7 | 2000-12-29 | 1 |  | 80.4 | 50 | 0.72 |  | 12.62 |  | 1.7 | 8.2 |  |  | 5.4 | 19.4 | 0.06 | 4 | 0.02 |  | Al: 0.05; Cd: 0.0006; Cu: 0.006; Fe: 0.14; Mn: 0.006; Pb: 0.001; Zn: 0.006
8 | 2000-12-30 | 1 |  | 87.6 | 48 | 1.22 |  | 11.98 |  | 1.3 | 11 |  |  | 5.6 | 19.2 | 0.06 | 6.4 | 0.02 |  | Al: 0.14; Cd: 0.0006; Cu: 0.006; Fe: 0.14; Mn: 0.06; Pb: 0.001; Zn: 0.006
9 | 2000-12-31 | 1 |  | 56 | 10 | 1.74 |  | 11.7 |  | 1.96 | 8.78 |  |  | 4.6 | 15.6 | 0.04 |  | 0.01 |  | Al: 0.34; As: 0.005; Cd: 0.0014; Cr: 0.005; Cu: 0.04; Fe: 0.22; Mn: 0.04; Ni: 0.005; Pb: 0.006; Zn: 0.26
10 | 2001-01-01 | 1 |  | 85.8 | 42 | 0.52 |  | 12.48 |  | 1.6 | 11.8 |  |  | 5 | 19.8 | 0.05 | 5.6 | 0.02 |  | Al: 0.05; Cd: 0.0005; Cu: 0.005; Fe: 0.01; Mn: 0.01; Pb: 0.001; Zn: 0.004
11 | 2001-01-02 | 1 |  | 86.8 | 32 | 0.72 |  | 12.64 |  | 2.32 | 12.54 |  |  | 2.8 | 14.2 | 0.01 | 7.4 | 0.01 |  | Al: 0.32; Cd: 0.002; Cr: 0.01; Cu: 0.02; Fe: 0.26; Mn: 0.06; Ni: 0.01; Pb: 0.001; Zn: 0.01
12 | 2001-01-03 | 1 |  | 83.2 | 50 | 1.44 |  | 11.66 |  | 1.78 | 11 |  |  | 4 | 19.8 | 0.05 | 7 | 0.01 |  | Al: 0.24; Cd: 0.0005; Cu: 0.01; Fe: 0.14; Mn: 0.08; Pb: 0.001; Zn: 0.02
13 | 2001-01-04 | 1 |  | 81.6 | 42 | 0.64 |  | 11.88 |  | 1.84 | 9.44 |  |  | 4 | 19 | 0.05 | 6.4 | 0.01 |  | Al: 0.34; Cd: 0.001; Cr: 0.005; Cu: 0.01; Fe: 0.14; Mn: 0.04; Ni: 0.005; Pb: 0.002; Zn: 0.01
14 | 2001-01-05 | 1 |  | 80.8 | 42 | 0.76 |  | 12.18 |  | 1.74 | 10.22 |  |  | 3 | 18.6 | 0.05 | 6 | 0.01 |  | Al: 0.14; Cd: 0.001; Cr: 0.005; Cu: 0.01; Fe: 0.06; Mn: 0.02; Ni: 0.005; Pb: 0.001; Zn: 0.01
15 | 2001-01-06 | 1 |  | 72.6 | 56 | 2.4 |  | 12.46 |  | 2.14 | 10.32 |  |  | 3.2 | 14.4 | 0.05 | 8.2 | 0.01 |  | Al: 0.48; Cd: 0.001; Cr: 0.005; Cu: 0.01; Fe: 0.22; Mn: 0.04; Ni: 0.005; Pb: 0.008; Zn: 0.01
16 | 2001-01-07 | 1 |  | 77.4 | 44 | 1.46 |  | 12.14 |  | 1.68 | 8.8 |  |  | 3.6 | 14.6 | 0.05 | 5 | 0.01 |  | Al: 0.05; Cd: 0.001; Cr: 0.005; Cu: 0.01; Fe: 0.08; Mn: 0.02; Ni: 0.005; Pb: 0.001; Zn: 0.01
17 | 2001-01-08 | 1 |  | 85 | 48 | 1.66 |  | 12.2 |  | 1.68 | 8.08 |  |  | 2.8 | 15.6 | 0.05 | 3.8 | 0.01 |  | Al: 0.05; As: 0.01; Cd: 0.001; Cr: 0.005; Cu: 0.01; Fe: 0.06; Mn: 0.04; Ni: 0.005; Pb: 0.001; Zn: 0.01
18 | 2001-01-09 | 1 |  | 90.4 | 40 | 0.7 |  | 12.58 |  | 0.96 | 10.62 |  |  | 3 | 17 | 0.01 | 6.8 | 0.01 |  | Al: 0.05; Cd: 0.001; Cr: 0.01; Cu: 0.01; Fe: 0.01; Mn: 0.01; Ni: 0.01; Pb: 0.001; Zn: 0.01
19 | 2001-01-10 | 1 |  | 81.6 | 58 | 1.26 |  | 12.5 |  | 1.36 | 8.6 |  |  | 5.8 | 18 | 0.05 | 3.2 | 0.02 |  | Al: 0.05; Cd: 0.0005; Cu: 0.005; Fe: 0.16; Mn: 0.02; Pb: 0.001; Zn: 0.006
Drinking
C:\WINDOWS\Desktop\testdata1.xls
| Date | Group | Temp | Condl | Color | Turb | DO | PH | Alk | Ca | Na | Mg | K | Sulphate | Chloride | Fluoride | DOC | P | Nitrate | N | Si | Al | As | Ba | Be | Cd | Co | Cr | Cu | Fe | Hg | Li | Mn | Mo | Ni | Pb | Se | Sr | V | Zn
|  |  | (°C) | (uS/cm) | (TCU) | (JTU) |  |  | (mg/l) | (mg/l) | (mg/l) | (mg/l) | (mg/l) | (mg/l) | (mg/l) | (mg/l) | (mg/l) | (mg/l) | (mg/l) | (mg/l) | (mg/l) | (mg/l) | (mg/l) | (mg/l) | (µg/l) | (mg/l) | (mg/l) | (mg/l) | (mg/l) | (mg/l) | (mg/l) | (mg/l) | (mg/l) | (mg/l) | (mg/l) | (mg/l) | (mg/l) | (mg/l) | (mg/l) | (mg/l)
1 | 2000-12-23 | 1 |  | 88.2 | 48 | 0.94 |  | 12.76 |  | 2.28 | 11.6 |  |  | 4 | 20.2 | 0.05 | 7.4 | 0.02 |  | Al: 0.12; Cd: 0.0005; Cu: 0.005; Fe: 0.08; Mn: 0.006; Pb: 0.001; Zn: 0.006
2 | 2000-12-24 | 1 |  | 75.2 | 56 | 1.3 |  | 12.72 |  | 2.22 | 8.2 |  |  | 6.4 | 13.8 | 0.04 |  | 0.08 |  | Al: 0.56; As: 0.005; Cd: 0.0004; Cr: 0.005; Cu: 0.004; Fe: 0.12; Mn: 0.004; Ni: 0.005; Pb: 0.004; Zn: 0.02
3 | 2000-12-25 | 1 |  | 94.4 | 58 | 0.76 |  | 12.54 |  | 2.74 | 8.2 |  |  | 4.8 | 14 | 0.04 |  | 0.06 |  | Al: 0.05; As: 0.005; Cd: 0.0004; Cr: 0.005; Cu: 0.004; Fe: 0.22; Mn: 0.004; Ni: 0.005; Pb: 0.001; Zn: 0.004
4 | 2000-12-26 | 1 |  | 64 | 42 | 1.5 |  | 12.9 |  | 1.46 | 8.2 |  |  | 4.8 | 13.6 | 0.06 |  | 0.02 |  | Al: 0.22; Cd: 0.0006; Cu: 0.006; Fe: 0.06; Mn: 0.006; Pb: 0.001; Zn: 0.006
5 | 2000-12-27 | 1 |  | 62 | 68 | 1.34 |  | 12.24 |  | 1.38 | 7.72 |  |  | 5.6 | 10.2 | 0.06 |  | 0.02 |  | Cd: 0.0006; Cu: 0.006; Fe: 0.2; Mn: 0.006; Pb: 0.001; Zn: 0.006
6 | 2000-12-28 | 1 |  | 85.2 | 46 | 0.96 |  | 11.96 |  | 1.12 | 11.4 |  |  | 4.2 | 19.2 | 0.06 | 6 | 0.02 |  | Al: 0.1; Cd: 0.0006; Cu: 0.006; Fe: 0.04; Mn: 0.006; Pb: 0.001; Zn: 0.006
7 | 2000-12-29 | 1 |  | 80.4 | 50 | 0.72 |  | 12.62 |  | 1.7 | 8.2 |  |  | 5.4 | 19.4 | 0.06 | 4 | 0.02 |  | Al: 0.05; Cd: 0.0006; Cu: 0.006; Fe: 0.14; Mn: 0.006; Pb: 0.001; Zn: 0.006
8 | 2000-12-30 | 1 |  | 87.6 | 48 | 1.22 |  | 11.98 |  | 1.3 | 11 |  |  | 5.6 | 19.2 | 0.06 | 6.4 | 0.02 |  | Al: 0.14; Cd: 0.0006; Cu: 0.006; Fe: 0.14; Mn: 0.06; Pb: 0.001; Zn: 0.006
9 | 2000-12-31 | 1 |  | 56 | 10 | 1.74 |  | 11.7 |  | 1.96 | 8.78 |  |  | 4.6 | 15.6 | 0.04 |  | 0.01 |  | Al: 0.34; As: 0.005; Cd: 0.0014; Cr: 0.005; Cu: 0.04; Fe: 0.22; Mn: 0.04; Ni: 0.005; Pb: 0.006; Zn: 0.26
10 | 2001-01-01 | 1 |  | 85.8 | 42 | 0.52 |  | 12.48 |  | 1.6 | 11.8 |  |  | 5 | 19.8 | 0.05 | 5.6 | 0.02 |  | Al: 0.05; Cd: 0.0005; Cu: 0.005; Fe: 0.01; Mn: 0.01; Pb: 0.001; Zn: 0.004
11 | 2001-01-02 | 1 |  | 86.8 | 32 | 0.72 |  | 12.64 |  | 2.32 | 12.54 |  |  | 2.8 | 14.2 | 0.01 | 7.4 | 0.01 |  | Al: 0.32; Cd: 0.002; Cr: 0.01; Cu: 0.02; Fe: 0.26; Mn: 0.06; Ni: 0.01; Pb: 0.001; Zn: 0.01
12 | 2001-01-03 | 1 |  | 83.2 | 50 | 1.44 |  | 11.66 |  | 1.78 | 11 |  |  | 4 | 19.8 | 0.05 | 7 | 0.01 |  | Al: 0.24; Cd: 0.0005; Cu: 0.01; Fe: 0.14; Mn: 0.08; Pb: 0.001; Zn: 0.02
13 | 2001-01-04 | 1 |  | 81.6 | 42 | 0.64 |  | 11.88 |  | 1.84 | 9.44 |  |  | 4 | 19 | 0.05 | 6.4 | 0.01 |  | Al: 0.34; Cd: 0.001; Cr: 0.005; Cu: 0.01; Fe: 0.14; Mn: 0.04; Ni: 0.005; Pb: 0.002; Zn: 0.01
14 | 2001-01-05 | 1 |  | 80.8 | 42 | 0.76 |  | 12.18 |  | 1.74 | 10.22 |  |  | 3 | 18.6 | 0.05 | 6 | 0.01 |  | Al: 0.14; Cd: 0.001; Cr: 0.005; Cu: 0.01; Fe: 0.06; Mn: 0.02; Ni: 0.005; Pb: 0.001; Zn: 0.01
15 | 2001-01-06 | 1 |  | 72.6 | 56 | 2.4 |  | 12.46 |  | 2.14 | 10.32 |  |  | 3.2 | 14.4 | 0.05 | 8.2 | 0.01 |  | Al: 0.48; Cd: 0.001; Cr: 0.005; Cu: 0.01; Fe: 0.22; Mn: 0.04; Ni: 0.005; Pb: 0.008; Zn: 0.01
16 | 2001-01-07 | 1 |  | 77.4 | 44 | 1.46 |  | 12.14 |  | 1.68 | 8.8 |  |  | 3.6 | 14.6 | 0.05 | 5 | 0.01 |  | Al: 0.05; Cd: 0.001; Cr: 0.005; Cu: 0.01; Fe: 0.08; Mn: 0.02; Ni: 0.005; Pb: 0.001; Zn: 0.01
17 | 2001-01-08 | 1 |  | 85 | 48 | 1.66 |  | 12.2 |  | 1.68 | 8.08 |  |  | 2.8 | 15.6 | 0.05 | 3.8 | 0.01 |  | Al: 0.05; As: 0.01; Cd: 0.001; Cr: 0.005; Cu: 0.01; Fe: 0.06; Mn: 0.04; Ni: 0.005; Pb: 0.001; Zn: 0.01
18 | 2001-01-09 | 1 |  | 90.4 | 40 | 0.7 |  | 12.58 |  | 0.96 | 10.62 |  |  | 3 | 17 | 0.01 | 6.8 | 0.01 |  | Al: 0.05; Cd: 0.001; Cr: 0.01; Cu: 0.01; Fe: 0.01; Mn: 0.01; Ni: 0.01; Pb: 0.001; Zn: 0.01
19 | 2001-01-10 | 1 |  | 81.6 | 58 | 1.26 |  | 12.5 |  | 1.36 | 8.6 |  |  | 5.8 | 18 | 0.05 | 3.2 | 0.02 |  | Al: 0.05; Cd: 0.0005; Cu: 0.005; Fe: 0.16; Mn: 0.02; Pb: 0.001; Zn: 0.006
Aquatic
C:\WINDOWS\Desktop\testdata1.xls
| Date | Group | Temp | Condl | Color | Turb | DO | PH | Alk | Ca | Na | Mg | K | Sulphate | Chloride | Fluoride | DOC | P | Nitrate | N | Si | Al | As | Ba | Be | Cd | Co | Cr | Cu | Fe | Hg | Li | Mn | Mo | Ni | Pb | Se | Sr | V | Zn
|  |  | (°C) | (uS/cm) | (TCU) | (JTU) |  |  | (mg/l) | (mg/l) | (mg/l) | (mg/l) | (mg/l) | (mg/l) | (mg/l) | (mg/l) | (mg/l) | (mg/l) | (mg/l) | (mg/l) | (mg/l) | (mg/l) | (mg/l) | (mg/l) | (µg/l) | (mg/l) | (mg/l) | (mg/l) | (mg/l) | (mg/l) | (mg/l) | (mg/l) | (mg/l) | (mg/l) | (mg/l) | (mg/l) | (mg/l) | (mg/l) | (mg/l) | (mg/l)
1 | 2000-12-23 | 1 |  | 88.2 | 48 | 0.94 |  | 12.76 |  | 2.28 | 11.6 |  |  | 4 | 20.2 | 0.05 | 7.4 | 0.02 |  | Al: 0.12; Cd: 0.0005; Cu: 0.005; Fe: 0.08; Mn: 0.006; Pb: 0.001; Zn: 0.006
2 | 2000-12-24 | 1 |  | 75.2 | 56 | 1.3 |  | 12.72 |  | 2.22 | 8.2 |  |  | 6.4 | 13.8 | 0.04 |  | 0.08 |  | Al: 0.56; As: 0.005; Cd: 0.0004; Cr: 0.005; Cu: 0.004; Fe: 0.12; Mn: 0.004; Ni: 0.005; Pb: 0.004; Zn: 0.02
3 | 2000-12-25 | 1 |  | 94.4 | 58 | 0.76 |  | 12.54 |  | 2.74 | 8.2 |  |  | 4.8 | 14 | 0.04 |  | 0.06 |  | Al: 0.05; As: 0.005; Cd: 0.0004; Cr: 0.005; Cu: 0.004; Fe: 0.22; Mn: 0.004; Ni: 0.005; Pb: 0.001; Zn: 0.004
4 | 2000-12-26 | 1 |  | 64 | 42 | 1.5 |  | 12.9 |  | 1.46 | 8.2 |  |  | 4.8 | 13.6 | 0.06 |  | 0.02 |  | Al: 0.22; Cd: 0.0006; Cu: 0.006; Fe: 0.06; Mn: 0.006; Pb: 0.001; Zn: 0.006
5 | 2000-12-27 | 1 |  | 62 | 68 | 1.34 |  | 12.24 |  | 1.38 | 7.72 |  |  | 5.6 | 10.2 | 0.06 |  | 0.02 |  | Cd: 0.0006; Cu: 0.006; Fe: 0.2; Mn: 0.006; Pb: 0.001; Zn: 0.006
6 | 2000-12-28 | 1 |  | 85.2 | 46 | 0.96 |  | 11.96 |  | 1.12 | 11.4 |  |  | 4.2 | 19.2 | 0.06 | 6 | 0.02 |  | Al: 0.1; Cd: 0.0006; Cu: 0.006; Fe: 0.04; Mn: 0.006; Pb: 0.001; Zn: 0.006
7 | 2000-12-29 | 1 |  | 80.4 | 50 | 0.72 |  | 12.62 |  | 1.7 | 8.2 |  |  | 5.4 | 19.4 | 0.06 | 4 | 0.02 |  | Al: 0.05; Cd: 0.0006; Cu: 0.006; Fe: 0.14; Mn: 0.006; Pb: 0.001; Zn: 0.006
8 | 2000-12-30 | 1 |  | 87.6 | 48 | 1.22 |  | 11.98 |  | 1.3 | 11 |  |  | 5.6 | 19.2 | 0.06 | 6.4 | 0.02 |  | Al: 0.14; Cd: 0.0006; Cu: 0.006; Fe: 0.14; Mn: 0.06; Pb: 0.001; Zn: 0.006
9 | 2000-12-31 | 1 |  | 56 | 10 | 1.74 |  | 11.7 |  | 1.96 | 8.78 |  |  | 4.6 | 15.6 | 0.04 |  | 0.01 |  | Al: 0.34; As: 0.005; Cd: 0.0014; Cr: 0.005; Cu: 0.04; Fe: 0.22; Mn: 0.04; Ni: 0.005; Pb: 0.006; Zn: 0.26
10 | 2001-01-01 | 1 |  | 85.8 | 42 | 0.52 |  | 12.48 |  | 1.6 | 11.8 |  |  | 5 | 19.8 | 0.05 | 5.6 | 0.02 |  | Al: 0.05; Cd: 0.0005; Cu: 0.005; Fe: 0.01; Mn: 0.01; Pb: 0.001; Zn: 0.004
11 | 2001-01-02 | 1 |  | 86.8 | 32 | 0.72 |  | 12.64 |  | 2.32 | 12.54 |  |  | 2.8 | 14.2 | 0.01 | 7.4 | 0.01 |  | Al: 0.32; Cd: 0.002; Cr: 0.01; Cu: 0.02; Fe: 0.26; Mn: 0.06; Ni: 0.01; Pb: 0.001; Zn: 0.01
12 | 2001-01-03 | 1 |  | 83.2 | 50 | 1.44 |  | 11.66 |  | 1.78 | 11 |  |  | 4 | 19.8 | 0.05 | 7 | 0.01 |  | Al: 0.24; Cd: 0.0005; Cu: 0.01; Fe: 0.14; Mn: 0.08; Pb: 0.001; Zn: 0.02
13 | 2001-01-04 | 1 |  | 81.6 | 42 | 0.64 |  | 11.88 |  | 1.84 | 9.44 |  |  | 4 | 19 | 0.05 | 6.4 | 0.01 |  | Al: 0.34; Cd: 0.001; Cr: 0.005; Cu: 0.01; Fe: 0.14; Mn: 0.04; Ni: 0.005; Pb: 0.002; Zn: 0.01
14 | 2001-01-05 | 1 |  | 80.8 | 42 | 0.76 |  | 12.18 |  | 1.74 | 10.22 |  |  | 3 | 18.6 | 0.05 | 6 | 0.01 |  | Al: 0.14; Cd: 0.001; Cr: 0.005; Cu: 0.01; Fe: 0.06; Mn: 0.02; Ni: 0.005; Pb: 0.001; Zn: 0.01
15 | 2001-01-06 | 1 |  | 72.6 | 56 | 2.4 |  | 12.46 |  | 2.14 | 10.32 |  |  | 3.2 | 14.4 | 0.05 | 8.2 | 0.01 |  | Al: 0.48; Cd: 0.001; Cr: 0.005; Cu: 0.01; Fe: 0.22; Mn: 0.04; Ni: 0.005; Pb: 0.008; Zn: 0.01
16 | 2001-01-07 | 1 |  | 77.4 | 44 | 1.46 |  | 12.14 |  | 1.68 | 8.8 |  |  | 3.6 | 14.6 | 0.05 | 5 | 0.01 |  | Al: 0.05; Cd: 0.001; Cr: 0.005; Cu: 0.01; Fe: 0.08; Mn: 0.02; Ni: 0.005; Pb: 0.001; Zn: 0.01
17 | 2001-01-08 | 1 |  | 85 | 48 | 1.66 |  | 12.2 |  | 1.68 | 8.08 |  |  | 2.8 | 15.6 | 0.05 | 3.8 | 0.01 |  | Al: 0.05; As: 0.01; Cd: 0.001; Cr: 0.005; Cu: 0.01; Fe: 0.06; Mn: 0.04; Ni: 0.005; Pb: 0.001; Zn: 0.01
18 | 2001-01-09 | 1 |  | 90.4 | 40 | 0.7 |  | 12.58 |  | 0.96 | 10.62 |  |  | 3 | 17 | 0.01 | 6.8 | 0.01 |  | Al: 0.05; Cd: 0.001; Cr: 0.01; Cu: 0.01; Fe: 0.01; Mn: 0.01; Ni: 0.01; Pb: 0.001; Zn: 0.01
19 | 2001-01-10 | 1 |  | 81.6 | 58 | 1.26 |  | 12.5 |  | 1.36 | 8.6 |  |  | 5.8 | 18 | 0.05 | 3.2 | 0.02 |  | Al: 0.05; Cd: 0.0005; Cu: 0.005; Fe: 0.16; Mn: 0.02; Pb: 0.001; Zn: 0.006
Recreation
C:\WINDOWS\Desktop\testdata1.xls
| Date | Group | Temp | Condl | Color | Turb | DO | PH | Alk | Ca | Na | Mg | K | Sulphate | Chloride | Fluoride | DOC | P | Nitrate | N | Si | Al | As | Ba | Be | Cd | Co | Cr | Cu | Fe | Hg | Li | Mn | Mo | Ni | Pb | Se | Sr | V | Zn
|  |  | (°C) | (uS/cm) | (TCU) | (JTU) |  |  | (mg/l) | (mg/l) | (mg/l) | (mg/l) | (mg/l) | (mg/l) | (mg/l) | (mg/l) | (mg/l) | (mg/l) | (mg/l) | (mg/l) | (mg/l) | (mg/l) | (mg/l) | (mg/l) | (µg/l) | (mg/l) | (mg/l) | (mg/l) | (mg/l) | (mg/l) | (mg/l) | (mg/l) | (mg/l) | (mg/l) | (mg/l) | (mg/l) | (mg/l) | (mg/l) | (mg/l) | (mg/l)
1 | 2000-12-23 | 1 |  | 88.2 | 48 | 0.94 |  | 12.76 |  | 2.28 | 11.6 |  |  | 4 | 20.2 | 0.05 | 7.4 | 0.02 |  | Al: 0.12; Cd: 0.0005; Cu: 0.005; Fe: 0.08; Mn: 0.006; Pb: 0.001; Zn: 0.006
2 | 2000-12-24 | 1 |  | 75.2 | 56 | 1.3 |  | 12.72 |  | 2.22 | 8.2 |  |  | 6.4 | 13.8 | 0.04 |  | 0.08 |  | Al: 0.56; As: 0.005; Cd: 0.0004; Cr: 0.005; Cu: 0.004; Fe: 0.12; Mn: 0.004; Ni: 0.005; Pb: 0.004; Zn: 0.02
3 | 2000-12-25 | 1 |  | 94.4 | 58 | 0.76 |  | 12.54 |  | 2.74 | 8.2 |  |  | 4.8 | 14 | 0.04 |  | 0.06 |  | Al: 0.05; As: 0.005; Cd: 0.0004; Cr: 0.005; Cu: 0.004; Fe: 0.22; Mn: 0.004; Ni: 0.005; Pb: 0.001; Zn: 0.004
4 | 2000-12-26 | 1 |  | 64 | 42 | 1.5 |  | 12.9 |  | 1.46 | 8.2 |  |  | 4.8 | 13.6 | 0.06 |  | 0.02 |  | Al: 0.22; Cd: 0.0006; Cu: 0.006; Fe: 0.06; Mn: 0.006; Pb: 0.001; Zn: 0.006
5 | 2000-12-27 | 1 |  | 62 | 68 | 1.34 |  | 12.24 |  | 1.38 | 7.72 |  |  | 5.6 | 10.2 | 0.06 |  | 0.02 |  | Cd: 0.0006; Cu: 0.006; Fe: 0.2; Mn: 0.006; Pb: 0.001; Zn: 0.006
6 | 2000-12-28 | 1 |  | 85.2 | 46 | 0.96 |  | 11.96 |  | 1.12 | 11.4 |  |  | 4.2 | 19.2 | 0.06 | 6 | 0.02 |  | Al: 0.1; Cd: 0.0006; Cu: 0.006; Fe: 0.04; Mn: 0.006; Pb: 0.001; Zn: 0.006
7 | 2000-12-29 | 1 |  | 80.4 | 50 | 0.72 |  | 12.62 |  | 1.7 | 8.2 |  |  | 5.4 | 19.4 | 0.06 | 4 | 0.02 |  | Al: 0.05; Cd: 0.0006; Cu: 0.006; Fe: 0.14; Mn: 0.006; Pb: 0.001; Zn: 0.006
8 | 2000-12-30 | 1 |  | 87.6 | 48 | 1.22 |  | 11.98 |  | 1.3 | 11 |  |  | 5.6 | 19.2 | 0.06 | 6.4 | 0.02 |  | Al: 0.14; Cd: 0.0006; Cu: 0.006; Fe: 0.14; Mn: 0.06; Pb: 0.001; Zn: 0.006
9 | 2000-12-31 | 1 |  | 56 | 10 | 1.74 |  | 11.7 |  | 1.96 | 8.78 |  |  | 4.6 | 15.6 | 0.04 |  | 0.01 |  | Al: 0.34; As: 0.005; Cd: 0.0014; Cr: 0.005; Cu: 0.04; Fe: 0.22; Mn: 0.04; Ni: 0.005; Pb: 0.006; Zn: 0.26
10 | 2001-01-01 | 1 |  | 85.8 | 42 | 0.52 |  | 12.48 |  | 1.6 | 11.8 |  |  | 5 | 19.8 | 0.05 | 5.6 | 0.02 |  | Al: 0.05; Cd: 0.0005; Cu: 0.005; Fe: 0.01; Mn: 0.01; Pb: 0.001; Zn: 0.004
11 | 2001-01-02 | 1 |  | 86.8 | 32 | 0.72 |  | 12.64 |  | 2.32 | 12.54 |  |  | 2.8 | 14.2 | 0.01 | 7.4 | 0.01 |  | Al: 0.32; Cd: 0.002; Cr: 0.01; Cu: 0.02; Fe: 0.26; Mn: 0.06; Ni: 0.01; Pb: 0.001; Zn: 0.01
12 | 2001-01-03 | 1 |  | 83.2 | 50 | 1.44 |  | 11.66 |  | 1.78 | 11 |  |  | 4 | 19.8 | 0.05 | 7 | 0.01 |  | Al: 0.24; Cd: 0.0005; Cu: 0.01; Fe: 0.14; Mn: 0.08; Pb: 0.001; Zn: 0.02
13 | 2001-01-04 | 1 |  | 81.6 | 42 | 0.64 |  | 11.88 |  | 1.84 | 9.44 |  |  | 4 | 19 | 0.05 | 6.4 | 0.01 |  | Al: 0.34; Cd: 0.001; Cr: 0.005; Cu: 0.01; Fe: 0.14; Mn: 0.04; Ni: 0.005; Pb: 0.002; Zn: 0.01
14 | 2001-01-05 | 1 |  | 80.8 | 42 | 0.76 |  | 12.18 |  | 1.74 | 10.22 |  |  | 3 | 18.6 | 0.05 | 6 | 0.01 |  | Al: 0.14; Cd: 0.001; Cr: 0.005; Cu: 0.01; Fe: 0.06; Mn: 0.02; Ni: 0.005; Pb: 0.001; Zn: 0.01
15 | 2001-01-06 | 1 |  | 72.6 | 56 | 2.4 |  | 12.46 |  | 2.14 | 10.32 |  |  | 3.2 | 14.4 | 0.05 | 8.2 | 0.01 |  | Al: 0.48; Cd: 0.001; Cr: 0.005; Cu: 0.01; Fe: 0.22; Mn: 0.04; Ni: 0.005; Pb: 0.008; Zn: 0.01
16 | 2001-01-07 | 1 |  | 77.4 | 44 | 1.46 |  | 12.14 |  | 1.68 | 8.8 |  |  | 3.6 | 14.6 | 0.05 | 5 | 0.01 |  | Al: 0.05; Cd: 0.001; Cr: 0.005; Cu: 0.01; Fe: 0.08; Mn: 0.02; Ni: 0.005; Pb: 0.001; Zn: 0.01
17 | 2001-01-08 | 1 |  | 85 | 48 | 1.66 |  | 12.2 |  | 1.68 | 8.08 |  |  | 2.8 | 15.6 | 0.05 | 3.8 | 0.01 |  | Al: 0.05; As: 0.01; Cd: 0.001; Cr: 0.005; Cu: 0.01; Fe: 0.06; Mn: 0.04; Ni: 0.005; Pb: 0.001; Zn: 0.01
18 | 2001-01-09 | 1 |  | 90.4 | 40 | 0.7 |  | 12.58 |  | 0.96 | 10.62 |  |  | 3 | 17 | 0.01 | 6.8 | 0.01 |  | Al: 0.05; Cd: 0.001; Cr: 0.01; Cu: 0.01; Fe: 0.01; Mn: 0.01; Ni: 0.01; Pb: 0.001; Zn: 0.01
19 | 2001-01-10 | 1 |  | 81.6 | 58 | 1.26 |  | 12.5 |  | 1.36 | 8.6 |  |  | 5.8 | 18 | 0.05 | 3.2 | 0.02 |  | Al: 0.05; Cd: 0.0005; Cu: 0.005; Fe: 0.16; Mn: 0.02; Pb: 0.001; Zn: 0.006
Irrigation
C:\WINDOWS\Desktop\testdata1.xls
| Date | Group | Temp | Condl | Color | Turb | DO | PH | Alk | Ca | Na | Mg | K | Sulphate | Chloride | Fluoride | DOC | P | Nitrate | N | Si | Al | As | Ba | Be | Cd | Co | Cr | Cu | Fe | Hg | Li | Mn | Mo | Ni | Pb | Se | Sr | V | Zn
|  |  | (°C) | (uS/cm) | (TCU) | (JTU) |  |  | (mg/l) | (mg/l) | (mg/l) | (mg/l) | (mg/l) | (mg/l) | (mg/l) | (mg/l) | (mg/l) | (mg/l) | (mg/l) | (mg/l) | (mg/l) | (mg/l) | (mg/l) | (mg/l) | (µg/l) | (mg/l) | (mg/l) | (mg/l) | (mg/l) | (mg/l) | (mg/l) | (mg/l) | (mg/l) | (mg/l) | (mg/l) | (mg/l) | (mg/l) | (mg/l) | (mg/l) | (mg/l)
1 | 2000-12-23 | 1 |  | 88.2 | 48 | 0.94 |  | 12.76 |  | 2.28 | 11.6 |  |  | 4 | 20.2 | 0.05 | 7.4 | 0.02 |  | Al: 0.12; Cd: 0.0005; Cu: 0.005; Fe: 0.08; Mn: 0.006; Pb: 0.001; Zn: 0.006
2 | 2000-12-24 | 1 |  | 75.2 | 56 | 1.3 |  | 12.72 |  | 2.22 | 8.2 |  |  | 6.4 | 13.8 | 0.04 |  | 0.08 |  | Al: 0.56; As: 0.005; Cd: 0.0004; Cr: 0.005; Cu: 0.004; Fe: 0.12; Mn: 0.004; Ni: 0.005; Pb: 0.004; Zn: 0.02
3 | 2000-12-25 | 1 |  | 94.4 | 58 | 0.76 |  | 12.54 |  | 2.74 | 8.2 |  |  | 4.8 | 14 | 0.04 |  | 0.06 |  | Al: 0.05; As: 0.005; Cd: 0.0004; Cr: 0.005; Cu: 0.004; Fe: 0.22; Mn: 0.004; Ni: 0.005; Pb: 0.001; Zn: 0.004
4 | 2000-12-26 | 1 |  | 64 | 42 | 1.5 |  | 12.9 |  | 1.46 | 8.2 |  |  | 4.8 | 13.6 | 0.06 |  | 0.02 |  | Al: 0.22; Cd: 0.0006; Cu: 0.006; Fe: 0.06; Mn: 0.006; Pb: 0.001; Zn: 0.006
5 | 2000-12-27 | 1 |  | 62 | 68 | 1.34 |  | 12.24 |  | 1.38 | 7.72 |  |  | 5.6 | 10.2 | 0.06 |  | 0.02 |  | Cd: 0.0006; Cu: 0.006; Fe: 0.2; Mn: 0.006; Pb: 0.001; Zn: 0.006
6 | 2000-12-28 | 1 |  | 85.2 | 46 | 0.96 |  | 11.96 |  | 1.12 | 11.4 |  |  | 4.2 | 19.2 | 0.06 | 6 | 0.02 |  | Al: 0.1; Cd: 0.0006; Cu: 0.006; Fe: 0.04; Mn: 0.006; Pb: 0.001; Zn: 0.006
7 | 2000-12-29 | 1 |  | 80.4 | 50 | 0.72 |  | 12.62 |  | 1.7 | 8.2 |  |  | 5.4 | 19.4 | 0.06 | 4 | 0.02 |  | Al: 0.05; Cd: 0.0006; Cu: 0.006; Fe: 0.14; Mn: 0.006; Pb: 0.001; Zn: 0.006
8 | 2000-12-30 | 1 |  | 87.6 | 48 | 1.22 |  | 11.98 |  | 1.3 | 11 |  |  | 5.6 | 19.2 | 0.06 | 6.4 | 0.02 |  | Al: 0.14; Cd: 0.0006; Cu: 0.006; Fe: 0.14; Mn: 0.06; Pb: 0.001; Zn: 0.006
9 | 2000-12-31 | 1 |  | 56 | 10 | 1.74 |  | 11.7 |  | 1.96 | 8.78 |  |  | 4.6 | 15.6 | 0.04 |  | 0.01 |  | Al: 0.34; As: 0.005; Cd: 0.0014; Cr: 0.005; Cu: 0.04; Fe: 0.22; Mn: 0.04; Ni: 0.005; Pb: 0.006; Zn: 0.26
10 | 2001-01-01 | 1 |  | 85.8 | 42 | 0.52 |  | 12.48 |  | 1.6 | 11.8 |  |  | 5 | 19.8 | 0.05 | 5.6 | 0.02 |  | Al: 0.05; Cd: 0.0005; Cu: 0.005; Fe: 0.01; Mn: 0.01; Pb: 0.001; Zn: 0.004
11 | 2001-01-02 | 1 |  | 86.8 | 32 | 0.72 |  | 12.64 |  | 2.32 | 12.54 |  |  | 2.8 | 14.2 | 0.01 | 7.4 | 0.01 |  | Al: 0.32; Cd: 0.002; Cr: 0.01; Cu: 0.02; Fe: 0.26; Mn: 0.06; Ni: 0.01; Pb: 0.001; Zn: 0.01
12 | 2001-01-03 | 1 |  | 83.2 | 50 | 1.44 |  | 11.66 |  | 1.78 | 11 |  |  | 4 | 19.8 | 0.05 | 7 | 0.01 |  | Al: 0.24; Cd: 0.0005; Cu: 0.01; Fe: 0.14; Mn: 0.08; Pb: 0.001; Zn: 0.02
13 | 2001-01-04 | 1 |  | 81.6 | 42 | 0.64 |  | 11.88 |  | 1.84 | 9.44 |  |  | 4 | 19 | 0.05 | 6.4 | 0.01 |  | Al: 0.34; Cd: 0.001; Cr: 0.005; Cu: 0.01; Fe: 0.14; Mn: 0.04; Ni: 0.005; Pb: 0.002; Zn: 0.01
14 | 2001-01-05 | 1 |  | 80.8 | 42 | 0.76 |  | 12.18 |  | 1.74 | 10.22 |  |  | 3 | 18.6 | 0.05 | 6 | 0.01 |  | Al: 0.14; Cd: 0.001; Cr: 0.005; Cu: 0.01; Fe: 0.06; Mn: 0.02; Ni: 0.005; Pb: 0.001; Zn: 0.01
15 | 2001-01-06 | 1 |  | 72.6 | 56 | 2.4 |  | 12.46 |  | 2.14 | 10.32 |  |  | 3.2 | 14.4 | 0.05 | 8.2 | 0.01 |  | Al: 0.48; Cd: 0.001; Cr: 0.005; Cu: 0.01; Fe: 0.22; Mn: 0.04; Ni: 0.005; Pb: 0.008; Zn: 0.01
16 | 2001-01-07 | 1 |  | 77.4 | 44 | 1.46 |  | 12.14 |  | 1.68 | 8.8 |  |  | 3.6 | 14.6 | 0.05 | 5 | 0.01 |  | Al: 0.05; Cd: 0.001; Cr: 0.005; Cu: 0.01; Fe: 0.08; Mn: 0.02; Ni: 0.005; Pb: 0.001; Zn: 0.01
17 | 2001-01-08 | 1 |  | 85 | 48 | 1.66 |  | 12.2 |  | 1.68 | 8.08 |  |  | 2.8 | 15.6 | 0.05 | 3.8 | 0.01 |  | Al: 0.05; As: 0.01; Cd: 0.001; Cr: 0.005; Cu: 0.01; Fe: 0.06; Mn: 0.04; Ni: 0.005; Pb: 0.001; Zn: 0.01
18 | 2001-01-09 | 1 |  | 90.4 | 40 | 0.7 |  | 12.58 |  | 0.96 | 10.62 |  |  | 3 | 17 | 0.01 | 6.8 | 0.01 |  | Al: 0.05; Cd: 0.001; Cr: 0.01; Cu: 0.01; Fe: 0.01; Mn: 0.01; Ni: 0.01; Pb: 0.001; Zn: 0.01
19 | 2001-01-10 | 1 |  | 81.6 | 58 | 1.26 |  | 12.5 |  | 1.36 | 8.6 |  |  | 5.8 | 18 | 0.05 | 3.2 | 0.02 |  | Al: 0.05; Cd: 0.0005; Cu: 0.005; Fe: 0.16; Mn: 0.02; Pb: 0.001; Zn: 0.006
Livestock
C:\WINDOWS\Desktop\testdata1.xls
| Date | Group | Temp | Condl | Color | Turb | DO | PH | Alk | Ca | Na | Mg | K | Sulphate | Chloride | Fluoride | DOC | P | Nitrate | N | Si | Al | As | Ba | Be | Cd | Co | Cr | Cu | Fe | Hg | Li | Mn | Mo | Ni | Pb | Se | Sr | V | Zn
|  |  | (°C) | (uS/cm) | (TCU) | (JTU) |  |  | (mg/l) | (mg/l) | (mg/l) | (mg/l) | (mg/l) | (mg/l) | (mg/l) | (mg/l) | (mg/l) | (mg/l) | (mg/l) | (mg/l) | (mg/l) | (mg/l) | (mg/l) | (mg/l) | (µg/l) | (mg/l) | (mg/l) | (mg/l) | (mg/l) | (mg/l) | (mg/l) | (mg/l) | (mg/l) | (mg/l) | (mg/l) | (mg/l) | (mg/l) | (mg/l) | (mg/l) | (mg/l)
1 | 2000-12-23 | 1 |  | 88.2 | 48 | 0.94 |  | 12.76 |  | 2.28 | 11.6 |  |  | 4 | 20.2 | 0.05 | 7.4 | 0.02 |  | Al: 0.12; Cd: 0.0005; Cu: 0.005; Fe: 0.08; Mn: 0.006; Pb: 0.001; Zn: 0.006
2 | 2000-12-24 | 1 |  | 75.2 | 56 | 1.3 |  | 12.72 |  | 2.22 | 8.2 |  |  | 6.4 | 13.8 | 0.04 |  | 0.08 |  | Al: 0.56; As: 0.005; Cd: 0.0004; Cr: 0.005; Cu: 0.004; Fe: 0.12; Mn: 0.004; Ni: 0.005; Pb: 0.004; Zn: 0.02
3 | 2000-12-25 | 1 |  | 94.4 | 58 | 0.76 |  | 12.54 |  | 2.74 | 8.2 |  |  | 4.8 | 14 | 0.04 |  | 0.06 |  | Al: 0.05; As: 0.005; Cd: 0.0004; Cr: 0.005; Cu: 0.004; Fe: 0.22; Mn: 0.004; Ni: 0.005; Pb: 0.001; Zn: 0.004
4 | 2000-12-26 | 1 |  | 64 | 42 | 1.5 |  | 12.9 |  | 1.46 | 8.2 |  |  | 4.8 | 13.6 | 0.06 |  | 0.02 |  | Al: 0.22; Cd: 0.0006; Cu: 0.006; Fe: 0.06; Mn: 0.006; Pb: 0.001; Zn: 0.006
5 | 2000-12-27 | 1 |  | 62 | 68 | 1.34 |  | 12.24 |  | 1.38 | 7.72 |  |  | 5.6 | 10.2 | 0.06 |  | 0.02 |  | Cd: 0.0006; Cu: 0.006; Fe: 0.2; Mn: 0.006; Pb: 0.001; Zn: 0.006
6 | 2000-12-28 | 1 |  | 85.2 | 46 | 0.96 |  | 11.96 |  | 1.12 | 11.4 |  |  | 4.2 | 19.2 | 0.06 | 6 | 0.02 |  | Al: 0.1; Cd: 0.0006; Cu: 0.006; Fe: 0.04; Mn: 0.006; Pb: 0.001; Zn: 0.006
7 | 2000-12-29 | 1 |  | 80.4 | 50 | 0.72 |  | 12.62 |  | 1.7 | 8.2 |  |  | 5.4 | 19.4 | 0.06 | 4 | 0.02 |  | Al: 0.05; Cd: 0.0006; Cu: 0.006; Fe: 0.14; Mn: 0.006; Pb: 0.001; Zn: 0.006
8 | 2000-12-30 | 1 |  | 87.6 | 48 | 1.22 |  | 11.98 |  | 1.3 | 11 |  |  | 5.6 | 19.2 | 0.06 | 6.4 | 0.02 |  | Al: 0.14; Cd: 0.0006; Cu: 0.006; Fe: 0.14; Mn: 0.06; Pb: 0.001; Zn: 0.006
9 | 2000-12-31 | 1 |  | 56 | 10 | 1.74 |  | 11.7 |  | 1.96 | 8.78 |  |  | 4.6 | 15.6 | 0.04 |  | 0.01 |  | Al: 0.34; As: 0.005; Cd: 0.0014; Cr: 0.005; Cu: 0.04; Fe: 0.22; Mn: 0.04; Ni: 0.005; Pb: 0.006; Zn: 0.26
10 | 2001-01-01 | 1 |  | 85.8 | 42 | 0.52 |  | 12.48 |  | 1.6 | 11.8 |  |  | 5 | 19.8 | 0.05 | 5.6 | 0.02 |  | Al: 0.05; Cd: 0.0005; Cu: 0.005; Fe: 0.01; Mn: 0.01; Pb: 0.001; Zn: 0.004
11 | 2001-01-02 | 1 |  | 86.8 | 32 | 0.72 |  | 12.64 |  | 2.32 | 12.54 |  |  | 2.8 | 14.2 | 0.01 | 7.4 | 0.01 |  | Al: 0.32; Cd: 0.002; Cr: 0.01; Cu: 0.02; Fe: 0.26; Mn: 0.06; Ni: 0.01; Pb: 0.001; Zn: 0.01
12 | 2001-01-03 | 1 |  | 83.2 | 50 | 1.44 |  | 11.66 |  | 1.78 | 11 |  |  | 4 | 19.8 | 0.05 | 7 | 0.01 |  | Al: 0.24; Cd: 0.0005; Cu: 0.01; Fe: 0.14; Mn: 0.08; Pb: 0.001; Zn: 0.02
13 | 2001-01-04 | 1 |  | 81.6 | 42 | 0.64 |  | 11.88 |  | 1.84 | 9.44 |  |  | 4 | 19 | 0.05 | 6.4 | 0.01 |  | Al: 0.34; Cd: 0.001; Cr: 0.005; Cu: 0.01; Fe: 0.14; Mn: 0.04; Ni: 0.005; Pb: 0.002; Zn: 0.01
14 | 2001-01-05 | 1 |  | 80.8 | 42 | 0.76 |  | 12.18 |  | 1.74 | 10.22 |  |  | 3 | 18.6 | 0.05 | 6 | 0.01 |  | Al: 0.14; Cd: 0.001; Cr: 0.005; Cu: 0.01; Fe: 0.06; Mn: 0.02; Ni: 0.005; Pb: 0.001; Zn: 0.01
15 | 2001-01-06 | 1 |  | 72.6 | 56 | 2.4 |  | 12.46 |  | 2.14 | 10.32 |  |  | 3.2 | 14.4 | 0.05 | 8.2 | 0.01 |  | Al: 0.48; Cd: 0.001; Cr: 0.005; Cu: 0.01; Fe: 0.22; Mn: 0.04; Ni: 0.005; Pb: 0.008; Zn: 0.01
16 | 2001-01-07 | 1 |  | 77.4 | 44 | 1.46 |  | 12.14 |  | 1.68 | 8.8 |  |  | 3.6 | 14.6 | 0.05 | 5 | 0.01 |  | Al: 0.05; Cd: 0.001; Cr: 0.005; Cu: 0.01; Fe: 0.08; Mn: 0.02; Ni: 0.005; Pb: 0.001; Zn: 0.01
17 | 2001-01-08 | 1 |  | 85 | 48 | 1.66 |  | 12.2 |  | 1.68 | 8.08 |  |  | 2.8 | 15.6 | 0.05 | 3.8 | 0.01 |  | Al: 0.05; As: 0.01; Cd: 0.001; Cr: 0.005; Cu: 0.01; Fe: 0.06; Mn: 0.04; Ni: 0.005; Pb: 0.001; Zn: 0.01
18 | 2001-01-09 | 1 |  | 90.4 | 40 | 0.7 |  | 12.58 |  | 0.96 | 10.62 |  |  | 3 | 17 | 0.01 | 6.8 | 0.01 |  | Al: 0.05; Cd: 0.001; Cr: 0.01; Cu: 0.01; Fe: 0.01; Mn: 0.01; Ni: 0.01; Pb: 0.001; Zn: 0.01
19 | 2001-01-10 | 1 |  | 81.6 | 58 | 1.26 |  | 12.5 |  | 1.36 | 8.6 |  |  | 5.8 | 18 | 0.05 | 3.2 | 0.02 |  | Al: 0.05; Cd: 0.0005; Cu: 0.005; Fe: 0.16; Mn: 0.02; Pb: 0.001; Zn: 0.006

## OUTLIERS2
Normal Range: Mean Plus and/or Minus Two Standard Deviation
C:\WINDOWS\Desktop\testdata1.xls
| Date | Group | Temp | Condl | Color | Turb | DO | PH | Alk | Ca | Na | Mg | K | Sulphate | Chloride | Fluoride | DOC | P | Nitrate | N | Si | Al | As | Ba | Be | Cd | Co | Cr | Cu | Fe | Hg | Li | Mn | Mo | Ni | Pb | Se | Sr | V | Zn
|  |  | (°C) | (uS/cm) | (TCU) | (JTU) |  |  | (mg/l) | (mg/l) | (mg/l) | (mg/l) | (mg/l) | (mg/l) | (mg/l) | (mg/l) | (mg/l) | (mg/l) | (mg/l) | (mg/l) | (mg/l) | (mg/l) | (mg/l) | (mg/l) | (µg/l) | (mg/l) | (mg/l) | (mg/l) | (mg/l) | (mg/l) | (mg/l) | (mg/l) | (mg/l) | (mg/l) | (mg/l) | (mg/l) | (mg/l) | (mg/l) | (mg/l) | (mg/l)
1 | 2000-12-23 | 1 |  | 88.2 | 48 | 0.94 |  | 12.76 |  | 2.28 | 11.6 |  |  | 4 | 20.2 | 0.05 | 7.4 | 0.02 |  | Al: 0.12; Cd: 0.0005; Cu: 0.005; Fe: 0.08; Mn: 0.006; Pb: 0.001; Zn: 0.006
2 | 2000-12-24 | 1 |  | 75.2 | 56 | 1.3 |  | 12.72 |  | 2.22 | 8.2 |  |  | 6.4 | 13.8 | 0.04 |  | 0.08 |  | Al: 0.56; As: 0.005; Cd: 0.0004; Cr: 0.005; Cu: 0.004; Fe: 0.12; Mn: 0.004; Ni: 0.005; Pb: 0.004; Zn: 0.02
3 | 2000-12-25 | 1 |  | 94.4 | 58 | 0.76 |  | 12.54 |  | 2.74 | 8.2 |  |  | 4.8 | 14 | 0.04 |  | 0.06 |  | Al: 0.05; As: 0.005; Cd: 0.0004; Cr: 0.005; Cu: 0.004; Fe: 0.22; Mn: 0.004; Ni: 0.005; Pb: 0.001; Zn: 0.004
4 | 2000-12-26 | 1 |  | 64 | 42 | 1.5 |  | 12.9 |  | 1.46 | 8.2 |  |  | 4.8 | 13.6 | 0.06 |  | 0.02 |  | Al: 0.22; Cd: 0.0006; Cu: 0.006; Fe: 0.06; Mn: 0.006; Pb: 0.001; Zn: 0.006
5 | 2000-12-27 | 1 |  | 62 | 68 | 1.34 |  | 12.24 |  | 1.38 | 7.72 |  |  | 5.6 | 10.2 | 0.06 |  | 0.02 |  | Cd: 0.0006; Cu: 0.006; Fe: 0.2; Mn: 0.006; Pb: 0.001; Zn: 0.006
6 | 2000-12-28 | 1 |  | 85.2 | 46 | 0.96 |  | 11.96 |  | 1.12 | 11.4 |  |  | 4.2 | 19.2 | 0.06 | 6 | 0.02 |  | Al: 0.1; Cd: 0.0006; Cu: 0.006; Fe: 0.04; Mn: 0.006; Pb: 0.001; Zn: 0.006
7 | 2000-12-29 | 1 |  | 80.4 | 50 | 0.72 |  | 12.62 |  | 1.7 | 8.2 |  |  | 5.4 | 19.4 | 0.06 | 4 | 0.02 |  | Al: 0.05; Cd: 0.0006; Cu: 0.006; Fe: 0.14; Mn: 0.006; Pb: 0.001; Zn: 0.006
8 | 2000-12-30 | 1 |  | 87.6 | 48 | 1.22 |  | 11.98 |  | 1.3 | 11 |  |  | 5.6 | 19.2 | 0.06 | 6.4 | 0.02 |  | Al: 0.14; Cd: 0.0006; Cu: 0.006; Fe: 0.14; Mn: 0.06; Pb: 0.001; Zn: 0.006
9 | 2000-12-31 | 1 |  | 56 | 10 | 1.74 |  | 11.7 |  | 1.96 | 8.78 |  |  | 4.6 | 15.6 | 0.04 |  | 0.01 |  | Al: 0.34; As: 0.005; Cd: 0.0014; Cr: 0.005; Cu: 0.04; Fe: 0.22; Mn: 0.04; Ni: 0.005; Pb: 0.006; Zn: 0.26
10 | 2001-01-01 | 1 |  | 85.8 | 42 | 0.52 |  | 12.48 |  | 1.6 | 11.8 |  |  | 5 | 19.8 | 0.05 | 5.6 | 0.02 |  | Al: 0.05; Cd: 0.0005; Cu: 0.005; Fe: 0.01; Mn: 0.01; Pb: 0.001; Zn: 0.004
11 | 2001-01-02 | 1 |  | 86.8 | 32 | 0.72 |  | 12.64 |  | 2.32 | 12.54 |  |  | 2.8 | 14.2 | 0.01 | 7.4 | 0.01 |  | Al: 0.32; Cd: 0.002; Cr: 0.01; Cu: 0.02; Fe: 0.26; Mn: 0.06; Ni: 0.01; Pb: 0.001; Zn: 0.01
12 | 2001-01-03 | 1 |  | 83.2 | 50 | 1.44 |  | 11.66 |  | 1.78 | 11 |  |  | 4 | 19.8 | 0.05 | 7 | 0.01 |  | Al: 0.24; Cd: 0.0005; Cu: 0.01; Fe: 0.14; Mn: 0.08; Pb: 0.001; Zn: 0.02
13 | 2001-01-04 | 1 |  | 81.6 | 42 | 0.64 |  | 11.88 |  | 1.84 | 9.44 |  |  | 4 | 19 | 0.05 | 6.4 | 0.01 |  | Al: 0.34; Cd: 0.001; Cr: 0.005; Cu: 0.01; Fe: 0.14; Mn: 0.04; Ni: 0.005; Pb: 0.002; Zn: 0.01
14 | 2001-01-05 | 1 |  | 80.8 | 42 | 0.76 |  | 12.18 |  | 1.74 | 10.22 |  |  | 3 | 18.6 | 0.05 | 6 | 0.01 |  | Al: 0.14; Cd: 0.001; Cr: 0.005; Cu: 0.01; Fe: 0.06; Mn: 0.02; Ni: 0.005; Pb: 0.001; Zn: 0.01
15 | 2001-01-06 | 1 |  | 72.6 | 56 | 2.4 |  | 12.46 |  | 2.14 | 10.32 |  |  | 3.2 | 14.4 | 0.05 | 8.2 | 0.01 |  | Al: 0.48; Cd: 0.001; Cr: 0.005; Cu: 0.01; Fe: 0.22; Mn: 0.04; Ni: 0.005; Pb: 0.008; Zn: 0.01
16 | 2001-01-07 | 1 |  | 77.4 | 44 | 1.46 |  | 12.14 |  | 1.68 | 8.8 |  |  | 3.6 | 14.6 | 0.05 | 5 | 0.01 |  | Al: 0.05; Cd: 0.001; Cr: 0.005; Cu: 0.01; Fe: 0.08; Mn: 0.02; Ni: 0.005; Pb: 0.001; Zn: 0.01
17 | 2001-01-08 | 1 |  | 85 | 48 | 1.66 |  | 12.2 |  | 1.68 | 8.08 |  |  | 2.8 | 15.6 | 0.05 | 3.8 | 0.01 |  | Al: 0.05; As: 0.01; Cd: 0.001; Cr: 0.005; Cu: 0.01; Fe: 0.06; Mn: 0.04; Ni: 0.005; Pb: 0.001; Zn: 0.01
18 | 2001-01-09 | 1 |  | 90.4 | 40 | 0.7 |  | 12.58 |  | 0.96 | 10.62 |  |  | 3 | 17 | 0.01 | 6.8 | 0.01 |  | Al: 0.05; Cd: 0.001; Cr: 0.01; Cu: 0.01; Fe: 0.01; Mn: 0.01; Ni: 0.01; Pb: 0.001; Zn: 0.01
19 | 2001-01-10 | 1 |  | 81.6 | 58 | 1.26 |  | 12.5 |  | 1.36 | 8.6 |  |  | 5.8 | 18 | 0.05 | 3.2 | 0.02 |  | Al: 0.05; Cd: 0.0005; Cu: 0.005; Fe: 0.16; Mn: 0.02; Pb: 0.001; Zn: 0.006
Normal Range: 90th Percentile Data
C:\WINDOWS\Desktop\testdata1.xls
| Date | Group | Temp | Condl | Color | Turb | DO | PH | Alk | Ca | Na | Mg | K | Sulphate | Chloride | Fluoride | DOC | P | Nitrate | N | Si | Al | As | Ba | Be | Cd | Co | Cr | Cu | Fe | Hg | Li | Mn | Mo | Ni | Pb | Se | Sr | V | Zn
|  |  | (°C) | (uS/cm) | (TCU) | (JTU) |  |  | (mg/l) | (mg/l) | (mg/l) | (mg/l) | (mg/l) | (mg/l) | (mg/l) | (mg/l) | (mg/l) | (mg/l) | (mg/l) | (mg/l) | (mg/l) | (mg/l) | (mg/l) | (mg/l) | (µg/l) | (mg/l) | (mg/l) | (mg/l) | (mg/l) | (mg/l) | (mg/l) | (mg/l) | (mg/l) | (mg/l) | (mg/l) | (mg/l) | (mg/l) | (mg/l) | (mg/l) | (mg/l)
1 | 2000-12-23 | 1 |  | 88.2 | 48 | 0.94 |  | 12.76 |  | 2.28 | 11.6 |  |  | 4 | 20.2 | 0.05 | 7.4 | 0.02 |  | Al: 0.12; Cd: 0.0005; Cu: 0.005; Fe: 0.08; Mn: 0.006; Pb: 0.001; Zn: 0.006
2 | 2000-12-24 | 1 |  | 75.2 | 56 | 1.3 |  | 12.72 |  | 2.22 | 8.2 |  |  | 6.4 | 13.8 | 0.04 |  | 0.08 |  | Al: 0.56; As: 0.005; Cd: 0.0004; Cr: 0.005; Cu: 0.004; Fe: 0.12; Mn: 0.004; Ni: 0.005; Pb: 0.004; Zn: 0.02
3 | 2000-12-25 | 1 |  | 94.4 | 58 | 0.76 |  | 12.54 |  | 2.74 | 8.2 |  |  | 4.8 | 14 | 0.04 |  | 0.06 |  | Al: 0.05; As: 0.005; Cd: 0.0004; Cr: 0.005; Cu: 0.004; Fe: 0.22; Mn: 0.004; Ni: 0.005; Pb: 0.001; Zn: 0.004
4 | 2000-12-26 | 1 |  | 64 | 42 | 1.5 |  | 12.9 |  | 1.46 | 8.2 |  |  | 4.8 | 13.6 | 0.06 |  | 0.02 |  | Al: 0.22; Cd: 0.0006; Cu: 0.006; Fe: 0.06; Mn: 0.006; Pb: 0.001; Zn: 0.006
5 | 2000-12-27 | 1 |  | 62 | 68 | 1.34 |  | 12.24 |  | 1.38 | 7.72 |  |  | 5.6 | 10.2 | 0.06 |  | 0.02 |  | Cd: 0.0006; Cu: 0.006; Fe: 0.2; Mn: 0.006; Pb: 0.001; Zn: 0.006
6 | 2000-12-28 | 1 |  | 85.2 | 46 | 0.96 |  | 11.96 |  | 1.12 | 11.4 |  |  | 4.2 | 19.2 | 0.06 | 6 | 0.02 |  | Al: 0.1; Cd: 0.0006; Cu: 0.006; Fe: 0.04; Mn: 0.006; Pb: 0.001; Zn: 0.006
7 | 2000-12-29 | 1 |  | 80.4 | 50 | 0.72 |  | 12.62 |  | 1.7 | 8.2 |  |  | 5.4 | 19.4 | 0.06 | 4 | 0.02 |  | Al: 0.05; Cd: 0.0006; Cu: 0.006; Fe: 0.14; Mn: 0.006; Pb: 0.001; Zn: 0.006
8 | 2000-12-30 | 1 |  | 87.6 | 48 | 1.22 |  | 11.98 |  | 1.3 | 11 |  |  | 5.6 | 19.2 | 0.06 | 6.4 | 0.02 |  | Al: 0.14; Cd: 0.0006; Cu: 0.006; Fe: 0.14; Mn: 0.06; Pb: 0.001; Zn: 0.006
9 | 2000-12-31 | 1 |  | 56 | 10 | 1.74 |  | 11.7 |  | 1.96 | 8.78 |  |  | 4.6 | 15.6 | 0.04 |  | 0.01 |  | Al: 0.34; As: 0.005; Cd: 0.0014; Cr: 0.005; Cu: 0.04; Fe: 0.22; Mn: 0.04; Ni: 0.005; Pb: 0.006; Zn: 0.26
10 | 2001-01-01 | 1 |  | 85.8 | 42 | 0.52 |  | 12.48 |  | 1.6 | 11.8 |  |  | 5 | 19.8 | 0.05 | 5.6 | 0.02 |  | Al: 0.05; Cd: 0.0005; Cu: 0.005; Fe: 0.01; Mn: 0.01; Pb: 0.001; Zn: 0.004
11 | 2001-01-02 | 1 |  | 86.8 | 32 | 0.72 |  | 12.64 |  | 2.32 | 12.54 |  |  | 2.8 | 14.2 | 0.01 | 7.4 | 0.01 |  | Al: 0.32; Cd: 0.002; Cr: 0.01; Cu: 0.02; Fe: 0.26; Mn: 0.06; Ni: 0.01; Pb: 0.001; Zn: 0.01
12 | 2001-01-03 | 1 |  | 83.2 | 50 | 1.44 |  | 11.66 |  | 1.78 | 11 |  |  | 4 | 19.8 | 0.05 | 7 | 0.01 |  | Al: 0.24; Cd: 0.0005; Cu: 0.01; Fe: 0.14; Mn: 0.08; Pb: 0.001; Zn: 0.02
13 | 2001-01-04 | 1 |  | 81.6 | 42 | 0.64 |  | 11.88 |  | 1.84 | 9.44 |  |  | 4 | 19 | 0.05 | 6.4 | 0.01 |  | Al: 0.34; Cd: 0.001; Cr: 0.005; Cu: 0.01; Fe: 0.14; Mn: 0.04; Ni: 0.005; Pb: 0.002; Zn: 0.01
14 | 2001-01-05 | 1 |  | 80.8 | 42 | 0.76 |  | 12.18 |  | 1.74 | 10.22 |  |  | 3 | 18.6 | 0.05 | 6 | 0.01 |  | Al: 0.14; Cd: 0.001; Cr: 0.005; Cu: 0.01; Fe: 0.06; Mn: 0.02; Ni: 0.005; Pb: 0.001; Zn: 0.01
15 | 2001-01-06 | 1 |  | 72.6 | 56 | 2.4 |  | 12.46 |  | 2.14 | 10.32 |  |  | 3.2 | 14.4 | 0.05 | 8.2 | 0.01 |  | Al: 0.48; Cd: 0.001; Cr: 0.005; Cu: 0.01; Fe: 0.22; Mn: 0.04; Ni: 0.005; Pb: 0.008; Zn: 0.01
16 | 2001-01-07 | 1 |  | 77.4 | 44 | 1.46 |  | 12.14 |  | 1.68 | 8.8 |  |  | 3.6 | 14.6 | 0.05 | 5 | 0.01 |  | Al: 0.05; Cd: 0.001; Cr: 0.005; Cu: 0.01; Fe: 0.08; Mn: 0.02; Ni: 0.005; Pb: 0.001; Zn: 0.01
17 | 2001-01-08 | 1 |  | 85 | 48 | 1.66 |  | 12.2 |  | 1.68 | 8.08 |  |  | 2.8 | 15.6 | 0.05 | 3.8 | 0.01 |  | Al: 0.05; As: 0.01; Cd: 0.001; Cr: 0.005; Cu: 0.01; Fe: 0.06; Mn: 0.04; Ni: 0.005; Pb: 0.001; Zn: 0.01
18 | 2001-01-09 | 1 |  | 90.4 | 40 | 0.7 |  | 12.58 |  | 0.96 | 10.62 |  |  | 3 | 17 | 0.01 | 6.8 | 0.01 |  | Al: 0.05; Cd: 0.001; Cr: 0.01; Cu: 0.01; Fe: 0.01; Mn: 0.01; Ni: 0.01; Pb: 0.001; Zn: 0.01
19 | 2001-01-10 | 1 |  | 81.6 | 58 | 1.26 |  | 12.5 |  | 1.36 | 8.6 |  |  | 5.8 | 18 | 0.05 | 3.2 | 0.02 |  | Al: 0.05; Cd: 0.0005; Cu: 0.005; Fe: 0.16; Mn: 0.02; Pb: 0.001; Zn: 0.006
Normal Range: 95th Percentile Data
C:\WINDOWS\Desktop\testdata1.xls
| Date | Group | Temp | Condl | Color | Turb | DO | PH | Alk | Ca | Na | Mg | K | Sulphate | Chloride | Fluoride | DOC | P | Nitrate | N | Si | Al | As | Ba | Be | Cd | Co | Cr | Cu | Fe | Hg | Li | Mn | Mo | Ni | Pb | Se | Sr | V | Zn
|  |  | (°C) | (uS/cm) | (TCU) | (JTU) |  |  | (mg/l) | (mg/l) | (mg/l) | (mg/l) | (mg/l) | (mg/l) | (mg/l) | (mg/l) | (mg/l) | (mg/l) | (mg/l) | (mg/l) | (mg/l) | (mg/l) | (mg/l) | (mg/l) | (µg/l) | (mg/l) | (mg/l) | (mg/l) | (mg/l) | (mg/l) | (mg/l) | (mg/l) | (mg/l) | (mg/l) | (mg/l) | (mg/l) | (mg/l) | (mg/l) | (mg/l) | (mg/l)
1 | 2000-12-23 | 1 |  | 88.2 | 48 | 0.94 |  | 12.76 |  | 2.28 | 11.6 |  |  | 4 | 20.2 | 0.05 | 7.4 | 0.02 |  | Al: 0.12; Cd: 0.0005; Cu: 0.005; Fe: 0.08; Mn: 0.006; Pb: 0.001; Zn: 0.006
2 | 2000-12-24 | 1 |  | 75.2 | 56 | 1.3 |  | 12.72 |  | 2.22 | 8.2 |  |  | 6.4 | 13.8 | 0.04 |  | 0.08 |  | Al: 0.56; As: 0.005; Cd: 0.0004; Cr: 0.005; Cu: 0.004; Fe: 0.12; Mn: 0.004; Ni: 0.005; Pb: 0.004; Zn: 0.02
3 | 2000-12-25 | 1 |  | 94.4 | 58 | 0.76 |  | 12.54 |  | 2.74 | 8.2 |  |  | 4.8 | 14 | 0.04 |  | 0.06 |  | Al: 0.05; As: 0.005; Cd: 0.0004; Cr: 0.005; Cu: 0.004; Fe: 0.22; Mn: 0.004; Ni: 0.005; Pb: 0.001; Zn: 0.004
4 | 2000-12-26 | 1 |  | 64 | 42 | 1.5 |  | 12.9 |  | 1.46 | 8.2 |  |  | 4.8 | 13.6 | 0.06 |  | 0.02 |  | Al: 0.22; Cd: 0.0006; Cu: 0.006; Fe: 0.06; Mn: 0.006; Pb: 0.001; Zn: 0.006
5 | 2000-12-27 | 1 |  | 62 | 68 | 1.34 |  | 12.24 |  | 1.38 | 7.72 |  |  | 5.6 | 10.2 | 0.06 |  | 0.02 |  | Cd: 0.0006; Cu: 0.006; Fe: 0.2; Mn: 0.006; Pb: 0.001; Zn: 0.006
6 | 2000-12-28 | 1 |  | 85.2 | 46 | 0.96 |  | 11.96 |  | 1.12 | 11.4 |  |  | 4.2 | 19.2 | 0.06 | 6 | 0.02 |  | Al: 0.1; Cd: 0.0006; Cu: 0.006; Fe: 0.04; Mn: 0.006; Pb: 0.001; Zn: 0.006
7 | 2000-12-29 | 1 |  | 80.4 | 50 | 0.72 |  | 12.62 |  | 1.7 | 8.2 |  |  | 5.4 | 19.4 | 0.06 | 4 | 0.02 |  | Al: 0.05; Cd: 0.0006; Cu: 0.006; Fe: 0.14; Mn: 0.006; Pb: 0.001; Zn: 0.006
8 | 2000-12-30 | 1 |  | 87.6 | 48 | 1.22 |  | 11.98 |  | 1.3 | 11 |  |  | 5.6 | 19.2 | 0.06 | 6.4 | 0.02 |  | Al: 0.14; Cd: 0.0006; Cu: 0.006; Fe: 0.14; Mn: 0.06; Pb: 0.001; Zn: 0.006
9 | 2000-12-31 | 1 |  | 56 | 10 | 1.74 |  | 11.7 |  | 1.96 | 8.78 |  |  | 4.6 | 15.6 | 0.04 |  | 0.01 |  | Al: 0.34; As: 0.005; Cd: 0.0014; Cr: 0.005; Cu: 0.04; Fe: 0.22; Mn: 0.04; Ni: 0.005; Pb: 0.006; Zn: 0.26
10 | 2001-01-01 | 1 |  | 85.8 | 42 | 0.52 |  | 12.48 |  | 1.6 | 11.8 |  |  | 5 | 19.8 | 0.05 | 5.6 | 0.02 |  | Al: 0.05; Cd: 0.0005; Cu: 0.005; Fe: 0.01; Mn: 0.01; Pb: 0.001; Zn: 0.004
11 | 2001-01-02 | 1 |  | 86.8 | 32 | 0.72 |  | 12.64 |  | 2.32 | 12.54 |  |  | 2.8 | 14.2 | 0.01 | 7.4 | 0.01 |  | Al: 0.32; Cd: 0.002; Cr: 0.01; Cu: 0.02; Fe: 0.26; Mn: 0.06; Ni: 0.01; Pb: 0.001; Zn: 0.01
12 | 2001-01-03 | 1 |  | 83.2 | 50 | 1.44 |  | 11.66 |  | 1.78 | 11 |  |  | 4 | 19.8 | 0.05 | 7 | 0.01 |  | Al: 0.24; Cd: 0.0005; Cu: 0.01; Fe: 0.14; Mn: 0.08; Pb: 0.001; Zn: 0.02
13 | 2001-01-04 | 1 |  | 81.6 | 42 | 0.64 |  | 11.88 |  | 1.84 | 9.44 |  |  | 4 | 19 | 0.05 | 6.4 | 0.01 |  | Al: 0.34; Cd: 0.001; Cr: 0.005; Cu: 0.01; Fe: 0.14; Mn: 0.04; Ni: 0.005; Pb: 0.002; Zn: 0.01
14 | 2001-01-05 | 1 |  | 80.8 | 42 | 0.76 |  | 12.18 |  | 1.74 | 10.22 |  |  | 3 | 18.6 | 0.05 | 6 | 0.01 |  | Al: 0.14; Cd: 0.001; Cr: 0.005; Cu: 0.01; Fe: 0.06; Mn: 0.02; Ni: 0.005; Pb: 0.001; Zn: 0.01
15 | 2001-01-06 | 1 |  | 72.6 | 56 | 2.4 |  | 12.46 |  | 2.14 | 10.32 |  |  | 3.2 | 14.4 | 0.05 | 8.2 | 0.01 |  | Al: 0.48; Cd: 0.001; Cr: 0.005; Cu: 0.01; Fe: 0.22; Mn: 0.04; Ni: 0.005; Pb: 0.008; Zn: 0.01
16 | 2001-01-07 | 1 |  | 77.4 | 44 | 1.46 |  | 12.14 |  | 1.68 | 8.8 |  |  | 3.6 | 14.6 | 0.05 | 5 | 0.01 |  | Al: 0.05; Cd: 0.001; Cr: 0.005; Cu: 0.01; Fe: 0.08; Mn: 0.02; Ni: 0.005; Pb: 0.001; Zn: 0.01
17 | 2001-01-08 | 1 |  | 85 | 48 | 1.66 |  | 12.2 |  | 1.68 | 8.08 |  |  | 2.8 | 15.6 | 0.05 | 3.8 | 0.01 |  | Al: 0.05; As: 0.01; Cd: 0.001; Cr: 0.005; Cu: 0.01; Fe: 0.06; Mn: 0.04; Ni: 0.005; Pb: 0.001; Zn: 0.01
18 | 2001-01-09 | 1 |  | 90.4 | 40 | 0.7 |  | 12.58 |  | 0.96 | 10.62 |  |  | 3 | 17 | 0.01 | 6.8 | 0.01 |  | Al: 0.05; Cd: 0.001; Cr: 0.01; Cu: 0.01; Fe: 0.01; Mn: 0.01; Ni: 0.01; Pb: 0.001; Zn: 0.01
19 | 2001-01-10 | 1 |  | 81.6 | 58 | 1.26 |  | 12.5 |  | 1.36 | 8.6 |  |  | 5.8 | 18 | 0.05 | 3.2 | 0.02 |  | Al: 0.05; Cd: 0.0005; Cu: 0.005; Fe: 0.16; Mn: 0.02; Pb: 0.001; Zn: 0.006

## TURBIDITY2
C:\WINDOWS\Desktop\testdata1.xls
| Date | Group | Temp | Condl | Color | Turb | DO | PH | Alk | Ca | Na | Mg | K | Sulphate | Chloride | Fluoride | DOC | P | Nitrate | N | Si | Al | As | Ba | Be | Cd | Co | Cr | Cu | Fe | Hg | Li | Mn | Mo | Ni | Pb | Se | Sr | V | Zn
|  |  | (°C) | (uS/cm) | (TCU) | (JTU) |  |  | (mg/l) | (mg/l) | (mg/l) | (mg/l) | (mg/l) | (mg/l) | (mg/l) | (mg/l) | (mg/l) | (mg/l) | (mg/l) | (mg/l) | (mg/l) | (mg/l) | (mg/l) | (mg/l) | (µg/l) | (mg/l) | (mg/l) | (mg/l) | (mg/l) | (mg/l) | (mg/l) | (mg/l) | (mg/l) | (mg/l) | (mg/l) | (mg/l) | (mg/l) | (mg/l) | (mg/l) | (mg/l)
1 | 2000-12-23 | 1 |  | 88.2 | 48 | 0.94 |  | 12.76 |  | 2.28 | 11.6 |  |  | 4 | 20.2 | 0.05 | 7.4 | 0.02 |  | Al: 0.12; Cd: 0.0005; Cu: 0.005; Fe: 0.08; Mn: 0.006; Pb: 0.001; Zn: 0.006
2 | 2000-12-24 | 1 |  | 75.2 | 56 | 1.3 |  | 12.72 |  | 2.22 | 8.2 |  |  | 6.4 | 13.8 | 0.04 |  | 0.08 |  | Al: 0.56; As: 0.005; Cd: 0.0004; Cr: 0.005; Cu: 0.004; Fe: 0.12; Mn: 0.004; Ni: 0.005; Pb: 0.004; Zn: 0.02
3 | 2000-12-25 | 1 |  | 94.4 | 58 | 0.76 |  | 12.54 |  | 2.74 | 8.2 |  |  | 4.8 | 14 | 0.04 |  | 0.06 |  | Al: 0.05; As: 0.005; Cd: 0.0004; Cr: 0.005; Cu: 0.004; Fe: 0.22; Mn: 0.004; Ni: 0.005; Pb: 0.001; Zn: 0.004
4 | 2000-12-26 | 1 |  | 64 | 42 | 1.5 |  | 12.9 |  | 1.46 | 8.2 |  |  | 4.8 | 13.6 | 0.06 |  | 0.02 |  | Al: 0.22; Cd: 0.0006; Cu: 0.006; Fe: 0.06; Mn: 0.006; Pb: 0.001; Zn: 0.006
5 | 2000-12-27 | 1 |  | 62 | 68 | 1.34 |  | 12.24 |  | 1.38 | 7.72 |  |  | 5.6 | 10.2 | 0.06 |  | 0.02 |  | Cd: 0.0006; Cu: 0.006; Fe: 0.2; Mn: 0.006; Pb: 0.001; Zn: 0.006
6 | 2000-12-28 | 1 |  | 85.2 | 46 | 0.96 |  | 11.96 |  | 1.12 | 11.4 |  |  | 4.2 | 19.2 | 0.06 | 6 | 0.02 |  | Al: 0.1; Cd: 0.0006; Cu: 0.006; Fe: 0.04; Mn: 0.006; Pb: 0.001; Zn: 0.006
7 | 2000-12-29 | 1 |  | 80.4 | 50 | 0.72 |  | 12.62 |  | 1.7 | 8.2 |  |  | 5.4 | 19.4 | 0.06 | 4 | 0.02 |  | Al: 0.05; Cd: 0.0006; Cu: 0.006; Fe: 0.14; Mn: 0.006; Pb: 0.001; Zn: 0.006
8 | 2000-12-30 | 1 |  | 87.6 | 48 | 1.22 |  | 11.98 |  | 1.3 | 11 |  |  | 5.6 | 19.2 | 0.06 | 6.4 | 0.02 |  | Al: 0.14; Cd: 0.0006; Cu: 0.006; Fe: 0.14; Mn: 0.06; Pb: 0.001; Zn: 0.006
9 | 2000-12-31 | 1 |  | 56 | 10 | 1.74 |  | 11.7 |  | 1.96 | 8.78 |  |  | 4.6 | 15.6 | 0.04 |  | 0.01 |  | Al: 0.34; As: 0.005; Cd: 0.0014; Cr: 0.005; Cu: 0.04; Fe: 0.22; Mn: 0.04; Ni: 0.005; Pb: 0.006; Zn: 0.26
10 | 2001-01-01 | 1 |  | 85.8 | 42 | 0.52 |  | 12.48 |  | 1.6 | 11.8 |  |  | 5 | 19.8 | 0.05 | 5.6 | 0.02 |  | Al: 0.05; Cd: 0.0005; Cu: 0.005; Fe: 0.01; Mn: 0.01; Pb: 0.001; Zn: 0.004
11 | 2001-01-02 | 1 |  | 86.8 | 32 | 0.72 |  | 12.64 |  | 2.32 | 12.54 |  |  | 2.8 | 14.2 | 0.01 | 7.4 | 0.01 |  | Al: 0.32; Cd: 0.002; Cr: 0.01; Cu: 0.02; Fe: 0.26; Mn: 0.06; Ni: 0.01; Pb: 0.001; Zn: 0.01
12 | 2001-01-03 | 1 |  | 83.2 | 50 | 1.44 |  | 11.66 |  | 1.78 | 11 |  |  | 4 | 19.8 | 0.05 | 7 | 0.01 |  | Al: 0.24; Cd: 0.0005; Cu: 0.01; Fe: 0.14; Mn: 0.08; Pb: 0.001; Zn: 0.02
13 | 2001-01-04 | 1 |  | 81.6 | 42 | 0.64 |  | 11.88 |  | 1.84 | 9.44 |  |  | 4 | 19 | 0.05 | 6.4 | 0.01 |  | Al: 0.34; Cd: 0.001; Cr: 0.005; Cu: 0.01; Fe: 0.14; Mn: 0.04; Ni: 0.005; Pb: 0.002; Zn: 0.01
14 | 2001-01-05 | 1 |  | 80.8 | 42 | 0.76 |  | 12.18 |  | 1.74 | 10.22 |  |  | 3 | 18.6 | 0.05 | 6 | 0.01 |  | Al: 0.14; Cd: 0.001; Cr: 0.005; Cu: 0.01; Fe: 0.06; Mn: 0.02; Ni: 0.005; Pb: 0.001; Zn: 0.01
15 | 2001-01-06 | 1 |  | 72.6 | 56 | 2.4 |  | 12.46 |  | 2.14 | 10.32 |  |  | 3.2 | 14.4 | 0.05 | 8.2 | 0.01 |  | Al: 0.48; Cd: 0.001; Cr: 0.005; Cu: 0.01; Fe: 0.22; Mn: 0.04; Ni: 0.005; Pb: 0.008; Zn: 0.01
16 | 2001-01-07 | 1 |  | 77.4 | 44 | 1.46 |  | 12.14 |  | 1.68 | 8.8 |  |  | 3.6 | 14.6 | 0.05 | 5 | 0.01 |  | Al: 0.05; Cd: 0.001; Cr: 0.005; Cu: 0.01; Fe: 0.08; Mn: 0.02; Ni: 0.005; Pb: 0.001; Zn: 0.01
17 | 2001-01-08 | 1 |  | 85 | 48 | 1.66 |  | 12.2 |  | 1.68 | 8.08 |  |  | 2.8 | 15.6 | 0.05 | 3.8 | 0.01 |  | Al: 0.05; As: 0.01; Cd: 0.001; Cr: 0.005; Cu: 0.01; Fe: 0.06; Mn: 0.04; Ni: 0.005; Pb: 0.001; Zn: 0.01
18 | 2001-01-09 | 1 |  | 90.4 | 40 | 0.7 |  | 12.58 |  | 0.96 | 10.62 |  |  | 3 | 17 | 0.01 | 6.8 | 0.01 |  | Al: 0.05; Cd: 0.001; Cr: 0.01; Cu: 0.01; Fe: 0.01; Mn: 0.01; Ni: 0.01; Pb: 0.001; Zn: 0.01
19 | 2001-01-10 | 1 |  | 81.6 | 58 | 1.26 |  | 12.5 |  | 1.36 | 8.6 |  |  | 5.8 | 18 | 0.05 | 3.2 | 0.02 |  | Al: 0.05; Cd: 0.0005; Cu: 0.005; Fe: 0.16; Mn: 0.02; Pb: 0.001; Zn: 0.006

## GRREPORT
CANADIAN WATER QUALITY INDEX 1.0
CWQI for Overall
C:\WINDOWS\Desktop\testdata1.xls
Site Specific Guideline Generation Option (CCME) | Used
Year | CWQI | Category | F1(Scope) | F2(Frequency) | F3(Amplitude) | Min 4 Parameters | Min 4 Samples
2000 | 38 | Poor | 44 | 29 | 94 | Met (18) | Met (504)
2001 | 36 | Poor | 44 | 32 | 96 | Met (18) | Met (560)
Please Note: In order to provide meaningful results the CWQI should be applied on data sets that contain at least 4 variables and at least 4 tests of each variable. However, users can exercise professional judgement based on knowledge of the data and site specific conditions.

## MANUAL
How to use the Model
The CWQI 1.0 has been coded into this user-friendly Excel-based model. Another coding of the CWQI is available from the CCME web site http://www.ccme.ca/ceqg_rcqe/ea2.html
Navigation throughout the model is done entirely by clicking the buttons along the top of each page. Each button will take you to a new page. The buttons available are as follows:
Start:
This is the start point of the model and the basic navigation homepage.
Data:
This page is where the actual data is inserted in the model. This can be achieved by three methods:
1) type data directly into model in the blue area (if present). For reference the first data value of your table (top left) should be in cell M4, which corresponds to cell C3 in the illustration below
or
2) cut/paste data from a file into model in the blue area
or
3) directly insert data from a file into model. This can be done by pressing the “Open New Data Sheet” button and selecting the data file. The data file must be in a fixed format with the parameter columns entered in the same order as that of the model (i.e.: Date (1st column); Grouping Index (2nd column); Parameter1 (3rd column); Parameter2 (4th column); etc.). You should ensure that the first row of your data file contains the column heading and that the first data entry must be in the third row of your data file in order to ensure all data is transferred to the model (i.e. if importing an Excel data file, the top left cell which contains test data should be cell "C3" in that file).
Thus a data file should follow the following basic format:
Date Location Iron Lead Copper . . .
mg/L mg/L mg/L
1/1/00 Site A 0.003 0.023 0.001
1/2/00 Site A 0.003 0.023 0.001
1/1/00 Site B 0.003 0.023 0.001
.
.
.
In the above example the Location column is an unrestricted parameter column where you many enter any column of data which suits your computing and reference needs such as perhaps any of Region, Site Location, Season, etc.
Please note that each row and column of your data must have at least one cell that is not blank in order for the program to properly "find" all of your data. Once the data has been entered, pressing a “Compute” button will compute the water quality indices for the various uses.
If desired, you can choose to have the application generate Site Specific Guidelines (based on your test data) for selected parameters. Click on the corresponding "Settings..." button to view the available options. If your data is in WQMA or Drinking Water formats (see the "CRITERIA" page for format types) you can simply select this option (auto-detection is also provided) and the column reference for each required parameter is automatically set, you simply need to choose for which parameters you wish to have guidelines generated by checking the appropriate box(es). If you data is not in WQMA or Drinking Water formats you must fill in the reference fields so that the application knows where to find the data it requires in order to enable this option. Once you have selected your desired settings you can close the settings window and ensure that the site specific option check box is selected (checked) to have the program perform the desired calculations. Leaving this option unchecked will tell the application that all guidelines for testing are to be obtained from the "CRITERIA" page.
There is also a Sensitivity Analysis option on the data page. Click on the corresponding "Settings..." button to view the available options. You are given two options for this type of analysis; By Row sensitivity and By Parameter sensitivity. When By Row analysis is used it multiplies data in the specified rows by the user-specified number so that the user can evaluate the effect of higher (multiplier > 1) or lower (multiplier < 1) readings on the CWQI. The multiplier number and number of rows must be numeric values and should be greater than zero. When By Parameter analysis is used you are able to select which individual parameters you wish to modify and you can use a unique multiplier for each parameter. The modified data is presented on the "SENSITIVITY" page which can be accessed from the "REPORT" page. The actual results are presented on the "REPORT" page. This option is of particular use for those who want to see the effect of changing water quality on the CWQI. This option should be used with caution for parameters such as pH which has a guideline range and DO which has a guideline minimum.
If you wish to test your last data sample for Contaminants you simply select which index you wish to test from the drop down list of the Contaminant Flagging Settings window. With this option enabled, if the last sample from your data contains any contaminant(s) which fail to meet the given criteria you will be alerted on the "Report" page.
If you wish to test your data for Turbidity Flagging you need just to open the Turbidity Flagging Settings window and enter the value for turbidity which you do not wish values to exceed without notification. From this window you must also select your turbidity parameter from the drop down list provided so that the calculator knows where to look. Clicking on the "Update" button causes the program to repopulate the list of parameters based on the current state of the guideline table of the Guideline" page. To enable this test when CWQI calculations are performed, make sure that the option is selected on the data page. With this option enabled, if your data contains any values which fail to meet the entered limit you will be alerted on the "Report" page.
The page also presents the option of grouping data by various elements with the Grouping Subsets options. Before using this option you will need to click the "Update" button so that the selection boxes can fill and become active based on your data. Simply choose by which element you wish to group data (Year, Month or Label) and press that element's "Compute" button. You can choose to perform calculations based on one or all subset(s) of the element group through the corresponding list box. If you wish to compute the data for all subsets of an element you should also select which criteria index you wish to use with the "Using Index" list box. All of the list boxes on the sheet can be updated for the current available data by pressing the "Update" button. Please note that due to time constraints and complexity only certain options and reports will be available when grouping is used.
Criteria:
This page defines the objectives for the various water uses for each variable against which compliance is measured. The user can define site-specific objectives. Variables not needed in the analysis for any particular water use can be removed from the calculations by entering “N/A” under the heading or by leaving the appropriate cells blank. There are extra rows added to the criteria table to allow for the inclusion of any variable that is not already in the table but is important to a particular study. The program currently contains 50+ predefined parameters and provides 40 list boxes for easy selection of these parameters as well as two predefined data formats complete with critical and index values. When this page is first opened a quick scan of the parameter order is performed to check for WQMA or Drinking Water data formats and, if a match is determined, the type option is set and the parameter selection boxes are locked down. To regain control of these boxes simply select the type as user defined.
The WQMA and Drinking Water data formats are just specific lists of parameters for testing. If you do not want to use this order, you can alter the format of the guideline table once you select the User-Defined data format from the data format drop down list. This will enable the parameter drop down boxes so that you can select parameters from the list shown or type in the name of a different parameter.
Please note that the issue of matching units in the Criteria page to those of the input data is left to the user as this application has no ability to confirm or refute the problem. The units field provided in both tables is purely for ease of reference for the user to facilitate visual validation.
This page also defines the Ranking Categories for the Water Quality Index. The default categories are those developed by the CCME and are explained in detail under "The WQI" page. The user can change these categories to reflect their needs.
Report:
This page outputs the rank of the overall water quality of a water body as well as the rank of the water quality relating to each particular water use when the “Compute” button on the “DATA” page is pressed.
This page also presents access to various summaries including the following:
a. Number of variables
b. Number of variables that failed
c. Variables with most failed tests
d. Variables with highest normalized sum of excursions (NSE)
e. List of variables that failed
f. Sensitivity Analysis Options
g. Number of tests per variable
h. Minimum requirement of 4 tests per variable listing
i. Statistical Summary of data used
j. A sheet which contains the input data highlighting each individual failure for each index tested
k. A sheet which contains highlighted data outliers from then input data
The WQI:
This page provides a mathematical description of the Canadian Water Quality Index 1.0. For further details please refer to the Canadian Water Quality Index 1.0 Technical Report, Canadian Environmental Quality Guidelines, Canadian Council of Ministers of the Environment, 2001.
WQI Chart:
This page outputs a bar chart of the rank of the overall water quality of a water body as well as the ranks of the water quality relating to each particular water use when the “Compute” button on the “DATA” page is pressed. It is possible to define up to 6 ranks for your WQI results; only those which are defined on the "CRITERIA" page will appear on the graph and have labels in the legend.
If you have any questions or comments relating to this model please contact Renee Paterson at (709) 729-1159.

## THE WQI
The Canadian Water Quality Index (CWQI) is a means to provide consistent procedures for Canadian jurisdictions to report water quality information to both management and the public. A sub-committee established under the CCME Water Quality Guidelines Task Group developed it.
There are three documents that pertain to the CWQI:
· A technical report describing how the index was developed.
· A user’s manual outlining how to use the index.
· A user-friendly program that calculates index values based on information input by the user.
The CWQI documents are included in the CCME Canadian Environmental Quality Guidelines or you can download these reports directly from the CCME web site (http://www.ccme.ca/ceqg_rcqe/ea2.html):
1.0 Technical Report
2.0 User’s Manual
3.0 Index Calculator
FAQs
What is a water quality index?
A water quality index is a means to summarize large amounts of water quality data into simple terms (e.g., good) for reporting to management and the public in a consistent manner. Similar to the UV index or an air quality index, it can tell us whether the overall quality of water bodies poses a potential threat to various beneficial uses of water, such as habitat for aquatic life, irrigation water for agriculture and livestock, recreation and aesthetics, and drinking water supplies.
Why do we need an index?
Traditional reports on water quality typically consist of complex variable-by-variable, and water body-by-water body statistical summaries. This type of information is of value to water quality experts, but needs to be improved for Canadians who want to know about the state of their local water bodies and for managers and policy makers who require concise information about those water bodies. The index also allows water quality data to be compiled and reported in a consistent manner throughout Canadian jurisdictions.
What information does a water quality index convey?
Many water quality variables (e.g., acidity, fecal coliforms, dissolved oxygen) are compared to water quality guidelines or site-specific objectives. The results of those comparisons are combined to provide a water quality ranking (good, average, poor) for individual water bodies. The actual variables used are those which are important for the particular water body.
The importance of site-specific objectives and their selection is crucial to obtaining the most meaningful results from the CWQI. The index can incorporate CCME water quality guidelines or guidelines from other jurisdictions when site-specific water quality objectives are not available, so that comparisons can be made for different beneficial water uses (e.g. aquatic life, drinking water, and recreation).
The advantage of an index include the ability to represent measurements of a variety of variables in a single number, the ability to combine various measurements in a variety of different measurement units in a single metric, and the facilitation of communication of the results.
What information does the CWQI not convey?
It is important when using an index to keep in mind its limitations. While a stock market index is a good indicator of the overall performance of the market, anyone with a stock portfolio will be interested in the performance of individual stocks, or stock sectors. An environmental index is similar; it is not intended to replace a detailed analysis of environmental monitoring data, nor should it be used as the only tool for management of water bodies. What it can do is provide a broad overview of environmental performance.
Disadvantages of using an index include the loss of information on single variables, the sensitivity of the results to the formulation of the index, and the loss of information on interactions between variables.
How did the CWQI come into being?
The CWQI is based on a water quality index developed by British Columbia in 1995. British Columbia presented its work on a water quality index to CCME during its development, and the CCME Water Quality Guidelines Task Group was asked to develop an index that could be used by other jurisdictions. The British Columbia index was modified by work undertaken in Alberta and by advice from an inter-jurisdictional committee.
Can the CWQI be used to report on the quality of other media?
The CWQI has not been specifically tested for media other than water column concentrations. However, the British Columbia water quality index does not discriminate about whether the data are from the water column, sediments, or tissue and in some situations has included data from all three media to calculate an index value. Initial work using the CWQI for sediments from the Great Lakes indicates that the CWQI may be suitable for reporting this information.
How does the index relate important variables to each other or are some variables more important than others in applying the index?
The index avoids the problem of weighting different variables that exceed an objective or guideline by treating all variables that are retained with equal importance. Since the relative impacts of different chemicals such as copper or PCBs are addressed during the development of water quality objectives, further weighting is not warranted.
How does the index deal with values below the analytical detection limit?
Another problem frequently encountered in reporting on water quality data is measurements that are below the detection limit for the analytical methods used. It is problematic to deal with these measurements statistically; however, the CWQI uses ‘less than’ values as observations which are within the objectives (where the objective is higher than the level of detection), so the results are counted, while circumventing all the statistical problems associated with them.
How does the index compare variables to objectives?
This index is based on three attributes of water quality that relate to water quality objectives:
· Scope - How many? - The number of water quality variables that do not meet objectives in at least one sample during the time period under consideration, relative to the total number of variables measured.
· Frequency – How often? - The number of individual measurements that do not meet objectives, relative to the total number of measurements made in all samples for the time period of interest.
· Amplitude – How much? – The amount by which measurements which do not meet the objectives depart from those objectives.
How is the index calculated?
How are index results reported or what do the index scores mean?
Once the CWQI value, a number between 1 and 100, has been determined, the result can be further simplified by assigning it to a descriptive category. The following categories are suggested as a starting point. The sub-committee that developed the CWQI spent considerable time discussing calibration and put these categories forth as a suggestion. The sub-committee recognized that calibration was beyond the scope of their task and that it would have to be tested further and possibly changed across jurisdictions. The category ranges may be modified depending on the variables and objective chosen but this will depend on the water bodies and variables being dealt with through a process of comparing the index rank to expert opinion about the water body.
Excellent: (CWQI Value 95-100) – water quality is protected with a virtual absence of threat or impairment; conditions very close to natural or pristine levels. These index values can only be obtained if all measurements are within objectives virtually all of the time.
Good: (CWQI Value 80-94) – water quality is protected with only a minor degree of threat or impairment; conditions rarely depart from natural or desirable levels.
Fair: (CWQI Value 65-79) – water quality is usually protected but occasionally threatened or impaired; conditions sometimes depart from natural or desirable levels.
Marginal: (CWQI Value 45-64) – water quality is frequently threatened or impaired; conditions often depart from natural or desirable levels.
Poor: (CWQI Value 0-44) – water quality is almost always threatened or impaired; conditions usually depart from natural or desirable levels.
What are the cautions with using the index?
Applying this index to water quality data sets must be done with due regard to how the index is formulated. Use of the index for purposes for which it was not designed can lead to erroneous conclusions. Therefore, the following points need to be considered:
a) Index comparisons should only be made when the same sets of objectives are being applied. The CWQI allows the index user to select the objectives on which to compare measured water quality. This increases the versatility of the index but allows for misuse. Different jurisdictions use different objectives for water quality, and different objectives for different water uses. If an index value is calculated on one set of objectives and compared to an index value based on a completely different set of objectives, any conclusions drawn may be erroneous and comparisons must be made carefully.
b) Index comparisons should only be made using the same sets of variables. This is common sense “apples to apples” reasoning. Comparing a site where most of the measured variables are pesticides to a site where most of the measured variables are metals will yield information of limited value.
c) Care should be taken with older data. Many data sets can go back to times when the sensitivity of analytical methodology was considerably less than with more modern methods, especially where older methods have detection limits that may be significantly above current water quality objectives. All analytical methods are capable of producing ‘false positive’ results and incorporation of these into the index can provide questionable index values and misleading conclusions.
tttd) The index should be run on sets of variable relevant to the water body being tested. Several jurisdictions have data sets where large suites of water quality variables were tested. The CWQI should only include ‘relevant’ variables in the calculation since the inclusion of many variables (for example, all pesticides in a ‘scan’) may result in unrealistically high index values (i.e. lots of irrelevant variables meeting objectives, so a better index value results.). This will be of particular concern in situations where comparisons between sites are desired.
e) Minimal data sets should not be used. The CWQI was not designed to replace proper evaluation of water quality conditions through thorough assessment of water quality chemicals of concern. The CWQI should not be run with less than four variables and four sampling visits per year. Users are encouraged to carry out sensitivity analyses to determine how sensitive the index is to the number of variables and number of sampling visits.
f) The CWQI should be based on either site-specific objectives or on guidelines for variables that have been ranked as the most important for the site. Only those variables for which objectives exist should be considered. The ability of the index to provide insights into water quality is entirely reliant on the realism of th
d) The index should be run on sets of variable relevant to the water body being tested. Several jurisdictions have data sets where large suites of water quality variables were tested. The CWQI should only include ‘relevant’ variables in the calculation since the inclusion of many variables (for example, all pesticides in a ‘scan’) may result in unrealistically high index values (i.e. lots of irrelevant variables meeting objectives, so a better index value results.). This will be of particular concern in situations where comparisons between sites are desired.
e) Minimal data sets should not be used. The CWQI was not designed to replace proper evaluation of water quality conditions through thorough assessment of water quality chemicals of concern. The CWQI should not be run with less than four variables and four sampling visits per year. Users are encouraged to carry out sensitivity analyses to determine how sensitive the index is to the number of variables and number of sampling visits.
f) The CWQI should be based on either site-specific objectives or on guidelines for variables that have been ranked as the most important for the site. Only those variables for which objectives exist should be considered. The ability of the index to provide insights into water quality is entirely reliant on the realism of the objectives. The use of poorly thought out objectives yields misleading index values.
g) The CWQI should not be used to replace trend analyses. The reason for this is that the CWQI is meant as a broad tool to indicate success in protection and remediation efforts. It has not been tested for its possible application for measuring trends and is meant for stations with a minimum of amount of data. Trend analyses, on the other hand, typically need a minimum ten-year data set with data collected at a frequent, regular interval, a sampling regime that is not typical at many monitoring sites in Canada.
Who can I contact about the CWQI?
Further information on using the CWQI can be obtained from the following individuals who were instrumental in its development:
Kevin Cash, Environment Canada E.mail at: kevin.cash@ec.gc.ca
Serge Hebert, Quebec Ministère de l'Environnement et de la Faune E.mail at: serge.hebert@mef.gouv.qc.ca
Haseen Khan, Newfoundland Department of Environment E.mail at: hkhan@mail.gov.nf.ca
Karen Saffran, Alberta Environment E.mail at: ksaffran@env.gov.ab.ca
Les Swain, British Columbia Ministry of Water, Land and Air Protection E.mail at: Les.Swain@gems7.gov.bc.ca
Dwight Williamson, Manitoba Conservation E.mail at: Dwilliamso@go
This information is from the CCME website's CWQI FAQ section and from Canadian Water Quality Index 1.0 Technical Report, Canadian Environmental Quality Guidelines, Canadian Council of Ministers of the Environment, 2001.